## Main
# Channels= | 3 |  |  |  | COMPARE Version 3.6.1 | Run at 2021/07/07 08:29:17 | Compare Excel Add-in Version 2.2
| Primary | Secondary |  | Comparison Name
Ref | Press* | Press* |  | Press* - Press*
Comp 1 | Sal_Bot | Sal0 |  | Sal0 - Sal_Bot
Comp 2 | Sal_Bot | Sal1 |  | Sal1 - Sal_Bot
Average Size: | 1
|  |  | Primary | Secondary | Secondary |  | Primary | Secondary | Secondary |  | Primary | Secondary | Secondary
Primary | Secondary | Secondary | Press* | Press* | Press* | (S-P) | Sal_Bot | Sal0 | Sal0 | (S-P) | Sal_Bot | Sal1 | Sal1 | (S-P)
File Name | File Name | Count | Value | Avg | Std Dev | Diff | Value | Avg | Std Dev | Diff | Value | Avg | Std Dev | Diff
2017-093-0003.mrg | 2017-093-0003.sam | 241 | 1000.59 | 1000.59 | 0.27021 | -0.00048828 | 34.37 | 34.3719 | 0.00027823 | 0.0019035 | 34.37 | 34.3785 | 0.00030606 | 0.0084686
2017-093-0003.mrg | 2017-093-0003.sam | 241 | 750.062 | 750.062 | 0.39608 | -0.00012207 | 34.2595 | 34.2607 | 0.00025643 | 0.0011635 | 34.2595 | 34.2674 | 0.00032363 | 0.0078888
2017-093-0003.mrg | 2017-093-0003.sam | 241 | 499.725 | 499.725 | 0.21886 | -3.0518e-05 | 34.0888 | 34.0898 | 0.000259 | 0.00099182 | 34.0888 | 34.0968 | 0.00024769 | 0.0079842
2017-093-0003.mrg | 2017-093-0003.sam | 241 | 350.334 | 350.334 | 0.21685 | -0.00012207 | 33.9855 | 33.9865 | 0.000254 | 0.00097275 | 33.9855 | 33.9937 | 0.00021083 | 0.0081673
2017-093-0003.mrg | 2017-093-0003.sam | 241 | 250.617 | 250.617 | 0.31325 | 0.00024414 | 33.9495 | 33.9517 | 0.00048739 | 0.0021591 | 33.9495 | 33.9592 | 0.00057032 | 0.0096512
2017-093-0003.mrg | 2017-093-0003.sam | 241 | 225.572 | 225.572 | 0.25855 | -0.00047302 | 33.9345 | 33.9356 | 0.00024084 | 0.0010834 | 33.9345 | 33.943 | 0.00025456 | 0.0084915
2017-093-0003.mrg | 2017-093-0003.sam | 241 | 200.388 | 200.388 | 0.33002 | 0.00021362 | 33.9274 | 33.9239 | 0.00022504 | -0.003479 | 33.9274 | 33.9313 | 0.00024884 | 0.0039291
2017-093-0003.mrg | 2017-093-0003.sam | 241 | 175.837 | 175.837 | 0.58508 | -6.1035e-05 | 33.8832 | 33.8803 | 0.00073666 | -0.0029373 | 33.8832 | 33.8876 | 0.00068704 | 0.0044174
2017-093-0003.mrg | 2017-093-0003.sam | 241 | 150.077 | 150.077 | 0.12473 | 0.00015259 | 33.8224 | 33.8306 | 0.00078477 | 0.0081558 | 33.8224 | 33.838 | 0.00083827 | 0.015625
2017-093-0003.mrg | 2017-093-0003.sam | 241 | 124.933 | 124.933 | 0.42249 | -0.00012207 | 33.7268 | 33.7193 | 0.0052134 | -0.0075073 | 33.7268 | 33.727 | 0.0012123 | 0.00020981
2017-093-0003.mrg | 2017-093-0003.sam | 241 | 99.763 | 99.7627 | 0.30254 | -0.00032806 | 33.4385 | 33.4654 | 0.0070622 | 0.026871 | 33.4385 | 33.4748 | 0.0065652 | 0.03632
2017-093-0003.mrg | 2017-093-0003.sam | 241 | 74.463 | 74.4629 | 0.15703 | -6.1035e-05 | 32.8027 | 32.8051 | 0.0026631 | 0.0024147 | 32.8027 | 32.8126 | 0.0025901 | 0.0098724
2017-093-0003.mrg | 2017-093-0003.sam | 241 | 49.432 | 49.4325 | 0.19201 | 0.00046539 | 32.2926 | 32.3142 | 0.0053642 | 0.021587 | 32.2926 | 32.3208 | 0.0038195 | 0.028236
2017-093-0003.mrg | 2017-093-0003.sam | 241 | 35.579 | 35.579 | 0.42158 | -7.6294e-06 | 31.8958 | 31.9002 | 0.0015706 | 0.004446 | 31.8958 | 31.9074 | 0.0014429 | 0.011625
2017-093-0003.mrg | 2017-093-0003.sam | 241 | 25.95 | 25.9498 | 0.21767 | -0.00024605 | 31.6192 | 31.5897 | 0.0042549 | -0.029541 | 31.6192 | 31.5969 | 0.00448 | -0.022285
2017-093-0003.mrg | 2017-093-0003.sam | 241 | 14.473 | 14.4729 | 0.1335 | -6.5804e-05 | 31.4891 | 31.4859 | 0.00091644 | -0.0032425 | 31.4891 | 31.493 | 0.0010372 | 0.00387
2017-093-0003.mrg | 2017-093-0003.sam | 241 | 4.97 | 4.9697 | 0.20359 | -0.00030279 | 31.4816 | 31.4825 | 0.00039412 | 0.00093269 | 31.4816 | 31.4894 | 0.00047416 | 0.0078068
2017-093-0007.mrg | 2017-093-0007.sam | 241 | 1001.09 | 1001.09 | 0.20917 | -0.00036621 | 34.3909 | 34.3829 | 0.00025379 | -0.0079804 | 34.3909 | 34.3895 | 0.0002519 | -0.0014076
2017-093-0007.mrg | 2017-093-0007.sam | 241 | 751.657 | 751.657 | 0.42508 | -0.00024414 | 34.2704 | 34.2671 | 0.00031323 | -0.0032883 | 34.2704 | 34.2737 | 0.00081259 | 0.0032844
2017-093-0007.mrg | 2017-093-0007.sam | 241 | 500.121 | 500.121 | 0.14857 | -0.00018311 | 34.0802 | 34.0821 | 0.00025687 | 0.0018997 | 34.0802 | 34.0892 | 0.00029846 | 0.0089989
2017-093-0007.mrg | 2017-093-0007.sam | 241 | 349.915 | 349.915 | 0.29547 | 0.00048828 | 33.9529 | 33.9482 | 0.00027913 | -0.0046692 | 33.9529 | 33.9554 | 0.00029474 | 0.0024567
2017-093-0007.mrg | 2017-093-0007.sam | 241 | 249.585 | 249.585 | 0.46969 | 0.00035095 | 33.9295 | 33.9276 | 0.00056791 | -0.0018578 | 33.9295 | 33.9349 | 0.00062869 | 0.0053902
2017-093-0007.mrg | 2017-093-0007.sam | 241 | 225.257 | 225.257 | 0.41158 | 0.00039673 | 33.9188 | 33.9176 | 0.00024335 | -0.0012245 | 33.9188 | 33.9249 | 0.00027372 | 0.006115
2017-093-0007.mrg | 2017-093-0007.sam | 241 | 200.139 | 200.139 | 0.43083 | 0.00039673 | 33.9119 | 33.901 | 0.00045675 | -0.010887 | 33.9119 | 33.9084 | 0.00056035 | -0.0035438
2017-093-0007.mrg | 2017-093-0007.sam | 241 | 175.647 | 175.647 | 0.13626 | 6.1035e-05 | 33.8709 | 33.8653 | 0.00055536 | -0.0055504 | 33.8709 | 33.8727 | 0.00056525 | 0.0017967
2017-093-0007.mrg | 2017-093-0007.sam | 241 | 149.192 | 149.192 | 0.30201 | 0.00047302 | 33.8511 | 33.8394 | 0.00070902 | -0.011707 | 33.8511 | 33.847 | 0.00062466 | -0.0041389
2017-093-0007.mrg | 2017-093-0007.sam | 241 | 124.397 | 124.397 | 0.19709 | 6.8665e-05 | 33.602 | 33.6113 | 0.0028086 | 0.0092735 | 33.602 | 33.6186 | 0.0030251 | 0.016617
2017-093-0007.mrg | 2017-093-0007.sam | 241 | 99.729 | 99.7287 | 0.40925 | -0.00026703 | 33.1309 | 33.1346 | 0.007079 | 0.0036926 | 33.1309 | 33.1402 | 0.0062068 | 0.009304
2017-093-0007.mrg | 2017-093-0007.sam | 241 | 74.618 | 74.6182 | 0.24202 | 0.00021362 | 32.6313 | 32.6378 | 0.00056329 | 0.0065002 | 32.6313 | 32.6448 | 0.00056182 | 0.013493
2017-093-0007.mrg | 2017-093-0007.sam | 482 | 49.737 | 49.7332 | 0.22282 | -0.0038185 | 32.1213 | 32.1125 | 0.0029474 | -0.0087929 | 32.1213 | 32.1193 | 0.002925 | -0.0020027
2017-093-0007.mrg | 2017-093-0007.sam | 241 | 35.472 | 35.4725 | 0.29917 | 0.00049973 | 31.8813 | 31.8828 | 0.0029346 | 0.0015411 | 31.8813 | 31.8903 | 0.0020743 | 0.0089798
2017-093-0007.mrg | 2017-093-0007.sam | 241 | 24.873 | 24.8734 | 0.23731 | 0.0004406 | 31.6852 | 31.697 | 0.0049047 | 0.011766 | 31.6852 | 31.7038 | 0.0028984 | 0.018608
2017-093-0007.mrg | 2017-093-0007.sam | 374 | 14.992 | 15.0479 | 0.27547 | 0.055878 | 31.2439 | 31.2455 | 0.005605 | 0.0016041 | 31.2439 | 31.2527 | 0.0045731 | 0.0087948
2017-093-0007.mrg | 2017-093-0007.sam | 329 | 4.831 | 4.7855 | 0.198 | -0.045538 | 31.2066 | 31.207 | 0.00051717 | 0.0004158 | 31.2066 | 31.2139 | 0.00050494 | 0.0072651
2017-093-0010.mrg | 2017-093-0010.sam | 241 | 1001.02 | 1001.02 | 0.13488 | 0.00036621 | 34.3472 | 34.3456 | 0.00024349 | -0.0015602 | 34.3472 | 34.3524 | 0.00023561 | 0.0051651
2017-093-0010.mrg | 2017-093-0010.sam | 241 | 750.625 | 750.625 | 0.062577 | -6.1035e-05 | 34.2557 | 34.2536 | 0.00032819 | -0.0020752 | 34.2557 | 34.2606 | 0.00036406 | 0.0049286
2017-093-0010.mrg | 2017-093-0010.sam | 241 | 500.409 | 500.409 | 0.073285 | 0.00048828 | 34.0662 | 34.0589 | 0.00030777 | -0.0073051 | 34.0662 | 34.0662 | 0.00040776 | 1.5259e-05
2017-093-0010.mrg | 2017-093-0010.sam | 241 | 350.6 | 350.6 | 0.32389 | 0.00048828 | 33.9303 | 33.9386 | 0.001424 | 0.0082741 | 33.9303 | 33.9465 | 0.001182 | 0.016163
2017-093-0010.mrg | 2017-093-0010.sam | 241 | 250.574 | 250.574 | 0.17781 | -0.00018311 | 33.921 | 33.9189 | 0.00021609 | -0.0021095 | 33.921 | 33.9263 | 0.00022902 | 0.0053482
2017-093-0010.mrg | 2017-093-0010.sam | 241 | 225.908 | 225.908 | 0.16141 | -0.0002594 | 33.9165 | 33.9097 | 0.0014108 | -0.0067673 | 33.9165 | 33.9176 | 0.0013714 | 0.0010834
2017-093-0010.mrg | 2017-093-0010.sam | 241 | 200.858 | 200.858 | 0.11101 | -3.0518e-05 | 33.8715 | 33.8702 | 0.0012118 | -0.0012894 | 33.8715 | 33.8777 | 0.00095372 | 0.0062447
2017-093-0010.mrg | 2017-093-0010.sam | 241 | 176.265 | 176.265 | 0.19018 | -0.00015259 | 33.8035 | 33.8005 | 0.00028906 | -0.0029793 | 33.8035 | 33.8081 | 0.00025986 | 0.0045967
2017-093-0010.mrg | 2017-093-0010.sam | 241 | 150.487 | 150.487 | 0.30422 | 0.00015259 | 33.6942 | 33.6886 | 0.0006244 | -0.0055695 | 33.6942 | 33.6964 | 0.00033912 | 0.0021667
2017-093-0010.mrg | 2017-093-0010.sam | 241 | 124.836 | 124.836 | 0.15153 | 0.00012207 | 33.5254 | 33.5094 | 0.0012046 | -0.016045 | 33.5254 | 33.5165 | 0.0012219 | -0.0088806
2017-093-0010.mrg | 2017-093-0010.sam | 241 | 99.558 | 99.5585 | 0.090598 | 0.00047302 | 33.1418 | 33.1354 | 0.01591 | -0.0063705 | 33.1418 | 33.1459 | 0.014032 | 0.0040894
2017-093-0010.mrg | 2017-093-0010.sam | 241 | 75.699 | 75.6987 | 0.06304 | -0.00032806 | 32.682 | 32.6511 | 0.0028808 | -0.030861 | 32.682 | 32.6586 | 0.0028325 | -0.023449
2017-093-0010.mrg | 2017-093-0010.sam | 241 | 49.455 | 49.4546 | 0.10232 | -0.00044632 | 32.3253 | 32.311 | 0.0021466 | -0.014313 | 32.3253 | 32.3185 | 0.0022423 | -0.0068054
2017-093-0010.mrg | 2017-093-0010.sam | 241 | 35.576 | 35.576 | 0.14847 | 4.9591e-05 | 32.1609 | 32.1521 | 0.0028828 | -0.0087929 | 32.1609 | 32.159 | 0.0033636 | -0.0019493
2017-093-0010.mrg | 2017-093-0010.sam | 241 | 24.767 | 24.767 | 0.031203 | 0 | 32.1275 | 32.1329 | 0.0024189 | 0.0054054 | 32.1275 | 32.141 | 0.0025731 | 0.013508
2017-093-0010.mrg | 2017-093-0010.sam | 241 | 15.065 | 15.0652 | 0.064916 | 0.00022411 | 32.0262 | 32.0258 | 0.00021013 | -0.00039673 | 32.0262 | 32.033 | 0.00022821 | 0.0068016
2017-093-0010.mrg | 2017-093-0010.sam | 241 | 4.365 | 4.3645 | 0.081132 | -0.00047684 | 31.9867 | 31.9834 | 0.0057153 | -0.0032883 | 31.9867 | 31.9919 | 0.0019139 | 0.0052357
2017-093-0013.mrg | 2017-093-0013.sam | 241 | 999.988 | 999.988 | 0.14626 | -0.00042725 | 34.3648 | 34.3649 | 0.00024608 | 6.485e-05 | 34.3648 | 34.3716 | 0.0002505 | 0.0068169
2017-093-0013.mrg | 2017-093-0013.sam | 241 | 750.823 | 750.823 | 0.19019 | -0.00012207 | 34.261 | 34.2619 | 0.0002157 | 0.00086975 | 34.261 | 34.2689 | 0.00022049 | 0.007904
2017-093-0013.mrg | 2017-093-0013.sam | 241 | 500.538 | 500.538 | 0.079773 | 0.00027466 | 34.0797 | 34.0801 | 0.00020042 | 0.00037384 | 34.0797 | 34.0873 | 0.00025563 | 0.0076485
2017-093-0013.mrg | 2017-093-0013.sam | 241 | 350.787 | 350.787 | 0.14087 | 0.00048828 | 33.926 | 33.9268 | 0.00027381 | 0.00084686 | 33.926 | 33.9342 | 0.00022123 | 0.0082054
2017-093-0013.mrg | 2017-093-0013.sam | 241 | 250.176 | 250.176 | 0.14051 | -0.00012207 | 33.8592 | 33.8564 | 0.0002328 | -0.0027771 | 33.8592 | 33.8639 | 0.00024624 | 0.0047302
2017-093-0013.mrg | 2017-093-0013.sam | 241 | 225.923 | 225.923 | 0.13727 | 9.1553e-05 | 33.851 | 33.849 | 0.00028205 | -0.0020332 | 33.851 | 33.8565 | 0.00028037 | 0.0054588
2017-093-0013.mrg | 2017-093-0013.sam | 241 | 201.424 | 201.424 | 0.16956 | 0.00039673 | 33.8376 | 33.838 | 0.00023666 | 0.00043106 | 33.8376 | 33.8455 | 0.00025044 | 0.0079231
2017-093-0013.mrg | 2017-093-0013.sam | 241 | 175.603 | 175.603 | 0.23848 | -0.00028992 | 33.8346 | 33.8287 | 0.00025675 | -0.0059242 | 33.8346 | 33.8362 | 0.00028609 | 0.0016022
2017-093-0013.mrg | 2017-093-0013.sam | 241 | 150.442 | 150.442 | 0.27347 | 0.00013733 | 33.8085 | 33.8085 | 0.00044478 | 7.6294e-06 | 33.8085 | 33.8159 | 0.000487 | 0.0074425
2017-093-0013.mrg | 2017-093-0013.sam | 241 | 125.304 | 125.304 | 0.090766 | -0.00035858 | 33.7127 | 33.704 | 0.0014562 | -0.0086784 | 33.7127 | 33.712 | 0.00064791 | -0.00070572
2017-093-0013.mrg | 2017-093-0013.sam | 241 | 100.017 | 100.017 | 0.13842 | -0.00045776 | 33.3859 | 33.4072 | 0.0062853 | 0.021298 | 33.3859 | 33.4129 | 0.0068228 | 0.027031
2017-093-0013.mrg | 2017-093-0013.sam | 241 | 74.729 | 74.7294 | 0.18378 | 0.00041962 | 32.9186 | 32.9132 | 0.002837 | -0.0054321 | 32.9186 | 32.9202 | 0.0027666 | 0.001564
2017-093-0013.mrg | 2017-093-0013.sam | 482 | 49.644 | 49.6921 | 0.15485 | 0.048103 | 32.7425 | 32.7374 | 0.00090676 | -0.0051422 | 32.7425 | 32.7445 | 0.00037861 | 0.0019722
2017-093-0013.mrg | 2017-093-0013.sam | 241 | 34.882 | 34.882 | 0.14762 | -3.4332e-05 | 32.6785 | 32.6767 | 0.00082762 | -0.0017929 | 32.6785 | 32.6839 | 0.00069657 | 0.0054359
2017-093-0013.mrg | 2017-093-0013.sam | 241 | 24.912 | 24.9119 | 0.12861 | -0.00012589 | 32.6221 | 32.6154 | 0.0017808 | -0.0067291 | 32.6221 | 32.6228 | 0.0018908 | 0.00068665
2017-093-0013.mrg | 2017-093-0013.sam | 241 | 15.166 | 15.1659 | 0.10341 | -5.8174e-05 | 32.6162 | 32.6127 | 0.00023209 | -0.003521 | 32.6162 | 32.6201 | 0.00023499 | 0.0038567
2017-093-0013.mrg | 2017-093-0013.sam | 482 | 5.099 | 5.1142 | 0.15252 | 0.015197 | 32.6242 | 32.6129 | 0.00020463 | -0.011349 | 32.6242 | 32.6203 | 0.00019851 | -0.003933
2017-093-0016.mrg | 2017-093-0016.sam | 241 | 1001.61 | 1001.61 | 0.14956 | -0.00036621 | 34.3536 | 34.353 | 0.00024758 | -0.00064087 | 34.3536 | 34.3598 | 0.00025231 | 0.0061569
2017-093-0016.mrg | 2017-093-0016.sam | 241 | 750.354 | 750.354 | 0.13701 | 0.00024414 | 34.2436 | 34.245 | 0.00023691 | 0.001358 | 34.2436 | 34.252 | 0.00024829 | 0.0084457
2017-093-0016.mrg | 2017-093-0016.sam | 241 | 500.085 | 500.085 | 0.21194 | 0.00045776 | 34.0638 | 34.0643 | 0.00024167 | 0.00045776 | 34.0638 | 34.0716 | 0.00024054 | 0.0078049
2017-093-0016.mrg | 2017-093-0016.sam | 241 | 350.22 | 350.22 | 0.28013 | 6.1035e-05 | 33.945 | 33.9455 | 0.00023631 | 0.00049591 | 33.945 | 33.9529 | 0.00021929 | 0.0079231
2017-093-0016.mrg | 2017-093-0016.sam | 241 | 250.511 | 250.511 | 0.19932 | -0.00010681 | 33.8659 | 33.8481 | 0.00022311 | -0.017757 | 33.8659 | 33.8557 | 0.0002483 | -0.010231
2017-093-0016.mrg | 2017-093-0016.sam | 241 | 225.626 | 225.626 | 0.13444 | -0.00012207 | 33.825 | 33.8231 | 0.00037478 | -0.0018845 | 33.825 | 33.8306 | 0.00045768 | 0.0056114
2017-093-0016.mrg | 2017-093-0016.sam | 241 | 201.219 | 201.219 | 0.12859 | -0.00024414 | 33.8182 | 33.818 | 0.000398 | -0.00018692 | 33.8182 | 33.8256 | 0.00043519 | 0.007412
2017-093-0016.mrg | 2017-093-0016.sam | 241 | 175.013 | 175.013 | 0.15847 | 7.6294e-05 | 33.8145 | 33.8128 | 0.00034195 | -0.0017128 | 33.8145 | 33.8206 | 0.00050207 | 0.006073
2017-093-0016.mrg | 2017-093-0016.sam | 241 | 150.291 | 150.291 | 0.18041 | 7.6294e-05 | 33.7964 | 33.7934 | 0.00066714 | -0.0029945 | 33.7964 | 33.8009 | 0.00073259 | 0.0045166
2017-093-0016.mrg | 2017-093-0016.sam | 241 | 124.953 | 124.953 | 0.11692 | -6.8665e-05 | 33.6432 | 33.642 | 0.0011738 | -0.0011978 | 33.6432 | 33.6504 | 0.0009351 | 0.0071983
2017-093-0016.mrg | 2017-093-0016.sam | 241 | 99.749 | 99.7486 | 0.21305 | -0.00038147 | 32.9181 | 32.9063 | 0.0010201 | -0.011799 | 32.9181 | 32.914 | 0.0017932 | -0.004097
2017-093-0016.mrg | 2017-093-0016.sam | 241 | 74.373 | 74.3734 | 0.14382 | 0.00039673 | 32.7796 | 32.7797 | 0.00065593 | 0.00014496 | 32.7796 | 32.787 | 0.00079639 | 0.0073967
2017-093-0016.mrg | 2017-093-0016.sam | 241 | 49.644 | 49.6443 | 0.14984 | 0.00034714 | 32.7391 | 32.7372 | 0.00030952 | -0.0019455 | 32.7391 | 32.7445 | 0.0003089 | 0.0054398
2017-093-0016.mrg | 2017-093-0016.sam | 241 | 35.7 | 35.6996 | 0.17969 | -0.00040054 | 32.6754 | 32.6644 | 0.0016626 | -0.011036 | 32.6754 | 32.6714 | 0.001388 | -0.0039978
2017-093-0016.mrg | 2017-093-0016.sam | 241 | 24.846 | 24.8459 | 0.27754 | -0.0001049 | 32.6634 | 32.6618 | 0.0003946 | -0.0016098 | 32.6634 | 32.6693 | 0.00040551 | 0.0059128
2017-093-0016.mrg | 2017-093-0016.sam | 241 | 15.038 | 15.0377 | 0.066061 | -0.00027371 | 32.6722 | 32.6643 | 0.00032275 | -0.0078621 | 32.6722 | 32.6718 | 0.00028543 | -0.00043106
2017-093-0016.mrg | 2017-093-0016.sam | 241 | 4.937 | 4.9366 | 0.32857 | -0.00043535 | 32.6674 | 32.6644 | 0.00035791 | -0.0030403 | 32.6674 | 32.6719 | 0.00038156 | 0.0044708
2017-093-0020.mrg | 2017-093-0020.sam | 241 | 1000.79 | 1000.79 | 0.16779 | 0.00042725 | 34.366 | 34.3668 | 0.00024546 | 0.00082779 | 34.366 | 34.3736 | 0.00022694 | 0.0076103
2017-093-0020.mrg | 2017-093-0020.sam | 241 | 750.609 | 750.609 | 0.26031 | -0.00036621 | 34.2615 | 34.2567 | 0.00031238 | -0.0048294 | 34.2615 | 34.2637 | 0.00026513 | 0.002243
2017-093-0020.mrg | 2017-093-0020.sam | 241 | 500.654 | 500.654 | 0.2637 | -0.00048828 | 34.0747 | 34.0747 | 0.00025484 | -2.2888e-05 | 34.0747 | 34.082 | 0.00024123 | 0.0072556
2017-093-0020.mrg | 2017-093-0020.sam | 241 | 349.701 | 349.701 | 0.31573 | 0.00033569 | 33.9387 | 33.94 | 0.00041417 | 0.001297 | 33.9387 | 33.9474 | 0.00046491 | 0.0087204
2017-093-0020.mrg | 2017-093-0020.sam | 241 | 250.393 | 250.393 | 0.17326 | 0.00041199 | 33.859 | 33.8563 | 0.00022877 | -0.0027199 | 33.859 | 33.8638 | 0.00022741 | 0.0047722
2017-093-0020.mrg | 2017-093-0020.sam | 241 | 226.122 | 226.122 | 0.21956 | 3.0518e-05 | 33.8328 | 33.8346 | 0.00062221 | 0.0017776 | 33.8328 | 33.842 | 0.00065548 | 0.0091629
2017-093-0020.mrg | 2017-093-0020.sam | 241 | 200.023 | 200.023 | 0.23147 | -6.1035e-05 | 33.7922 | 33.7926 | 0.0002097 | 0.00039673 | 33.7922 | 33.8001 | 0.00022772 | 0.0078659
2017-093-0020.mrg | 2017-093-0020.sam | 241 | 174.96 | 174.96 | 0.13926 | 3.0518e-05 | 33.747 | 33.7467 | 0.00047795 | -0.0003128 | 33.747 | 33.7541 | 0.00050912 | 0.0071068
2017-093-0020.mrg | 2017-093-0020.sam | 241 | 150.191 | 150.191 | 0.14683 | -0.00047302 | 33.6482 | 33.6427 | 0.00031033 | -0.0055504 | 33.6482 | 33.6502 | 0.00031195 | 0.0020256
2017-093-0020.mrg | 2017-093-0020.sam | 241 | 124.569 | 124.569 | 0.16911 | 0.00028992 | 33.2659 | 33.3058 | 0.009763 | 0.039906 | 33.2659 | 33.3153 | 0.008585 | 0.049358
2017-093-0020.mrg | 2017-093-0020.sam | 241 | 100.045 | 100.045 | 0.12931 | -8.3923e-05 | 32.8474 | 32.8433 | 0.00047555 | -0.0041351 | 32.8474 | 32.8506 | 0.00048776 | 0.0031624
2017-093-0020.mrg | 2017-093-0020.sam | 241 | 74.685 | 74.6854 | 0.23732 | 0.0003891 | 32.7302 | 32.7307 | 0.0014348 | 0.00046158 | 32.7302 | 32.7386 | 0.0017117 | 0.0083618
2017-093-0020.mrg | 2017-093-0020.sam | 241 | 49.954 | 49.9539 | 0.24995 | -5.722e-05 | 32.6558 | 32.6532 | 0.0010763 | -0.0025864 | 32.6558 | 32.6603 | 0.0011795 | 0.0044785
2017-093-0020.mrg | 2017-093-0020.sam | 482 | 35.915 | 35.8857 | 0.10387 | -0.029263 | 32.574 | 32.5741 | 0.0018327 | 8.0109e-05 | 32.574 | 32.5811 | 0.0021781 | 0.0071144
2017-093-0020.mrg | 2017-093-0020.sam | 241 | 24.984 | 24.9841 | 0.20187 | 5.1498e-05 | 32.4825 | 32.4795 | 0.0003438 | -0.0029602 | 32.4825 | 32.4869 | 0.00036206 | 0.0044098
2017-093-0020.mrg | 2017-093-0020.sam | 482 | 15.043 | 15.0446 | 0.091096 | 0.0015726 | 32.4786 | 32.4793 | 0.0002084 | 0.00071335 | 32.4786 | 32.4866 | 0.00030995 | 0.0080109
2017-093-0020.mrg | 2017-093-0020.sam | 241 | 4.956 | 4.9564 | 0.10602 | 0.00043154 | 32.4787 | 32.4792 | 0.0001944 | 0.00054169 | 32.4787 | 32.4866 | 0.00023131 | 0.007885
2017-093-0023.mrg | 2017-093-0023.sam | 241 | 1001.74 | 1001.74 | 0.28895 | 0.00048828 | 34.3734 | 34.3756 | 0.00022665 | 0.0021973 | 34.3734 | 34.3823 | 0.00026042 | 0.0089417
2017-093-0023.mrg | 2017-093-0023.sam | 241 | 750.7 | 750.7 | 0.19889 | 0.00030518 | 34.2885 | 34.2843 | 0.00023336 | -0.0041771 | 34.2885 | 34.2913 | 0.00022548 | 0.0027962
2017-093-0023.mrg | 2017-093-0023.sam | 241 | 500.454 | 500.454 | 0.1177 | 0.00048828 | 34.1219 | 34.1211 | 0.00023266 | -0.00077438 | 34.1219 | 34.1284 | 0.00025424 | 0.0064774
2017-093-0023.mrg | 2017-093-0023.sam | 241 | 350.625 | 350.625 | 0.10465 | -0.00045776 | 33.9975 | 33.9988 | 0.00023675 | 0.001255 | 33.9975 | 34.0062 | 0.00024705 | 0.0087128
2017-093-0023.mrg | 2017-093-0023.sam | 241 | 250.641 | 250.641 | 0.10387 | 0.00042725 | 33.8742 | 33.8743 | 0.00027644 | 0.00013733 | 33.8742 | 33.8818 | 0.00025335 | 0.0076332
2017-093-0023.mrg | 2017-093-0023.sam | 241 | 224.466 | 224.466 | 0.10787 | 0.00047302 | 33.8443 | 33.8425 | 0.00066204 | -0.0018005 | 33.8443 | 33.8499 | 0.00050214 | 0.0056076
2017-093-0023.mrg | 2017-093-0023.sam | 241 | 199.826 | 199.826 | 0.32671 | -0.00048828 | 33.8097 | 33.8104 | 0.00059212 | 0.00072479 | 33.8097 | 33.8174 | 0.00067751 | 0.0076523
2017-093-0023.mrg | 2017-093-0023.sam | 241 | 174.976 | 174.976 | 0.35528 | 0.00010681 | 33.7863 | 33.7876 | 0.00064691 | 0.0013123 | 33.7863 | 33.7949 | 0.00058947 | 0.0085526
2017-093-0023.mrg | 2017-093-0023.sam | 241 | 150.193 | 150.193 | 0.12821 | 0.00045776 | 33.7431 | 33.7417 | 0.0029034 | -0.0014381 | 33.7431 | 33.7486 | 0.0030689 | 0.0055313
2017-093-0023.mrg | 2017-093-0023.sam | 241 | 125.365 | 125.365 | 0.18249 | 0.00049591 | 33.4959 | 33.4647 | 0.0011856 | -0.031246 | 33.4959 | 33.4726 | 0.0012273 | -0.023273
2017-093-0023.mrg | 2017-093-0023.sam | 241 | 99.635 | 99.6347 | 0.25687 | -0.00028992 | 32.9219 | 32.9014 | 0.00067734 | -0.020512 | 32.9219 | 32.9086 | 0.0006618 | -0.013294
2017-093-0023.mrg | 2017-093-0023.sam | 241 | 74.736 | 74.7357 | 0.067797 | -0.00027466 | 32.8063 | 32.8056 | 0.00061904 | -0.00074005 | 32.8063 | 32.8127 | 0.00094499 | 0.0063553
2017-093-0023.mrg | 2017-093-0023.sam | 241 | 49.643 | 49.6429 | 0.20537 | -0.00014114 | 32.7789 | 32.775 | 0.00026723 | -0.0038528 | 32.7789 | 32.7823 | 0.00031774 | 0.0033798
2017-093-0023.mrg | 2017-093-0023.sam | 241 | 35.905 | 35.905 | 0.11866 | 3.8147e-05 | 32.6817 | 32.6598 | 0.0022761 | -0.021892 | 32.6817 | 32.6668 | 0.0031576 | -0.014919
2017-093-0023.mrg | 2017-093-0023.sam | 241 | 25.14 | 25.1405 | 0.17057 | 0.00046158 | 32.6141 | 32.5882 | 0.00059337 | -0.025871 | 32.6141 | 32.5956 | 0.00086429 | -0.01849
2017-093-0023.mrg | 2017-093-0023.sam | 241 | 15.178 | 15.1779 | 0.20473 | -0.00012493 | 32.5965 | 32.5965 | 0.0009039 | 1.9073e-05 | 32.5965 | 32.6042 | 0.00071767 | 0.0076561
2017-093-0023.mrg | 2017-093-0023.sam | 330 | 5.376 | 5.3066 | 0.16452 | -0.069436 | 32.5957 | 32.5938 | 0.0012852 | -0.0018654 | 32.5957 | 32.6012 | 0.0012437 | 0.0054893
2017-093-0026.mrg | 2017-093-0026.sam | 241 | 1001.2 | 1001.19 | 0.071652 | -6.1035e-05 | 34.3879 | 34.3901 | 0.00022754 | 0.0022354 | 34.3879 | 34.3969 | 0.00026329 | 0.0090256
2017-093-0026.mrg | 2017-093-0026.sam | 241 | 750.907 | 750.907 | 0.21687 | -0.00030518 | 34.3057 | 34.3064 | 0.00022664 | 0.00068283 | 34.3057 | 34.3134 | 0.00022773 | 0.0076599
2017-093-0026.mrg | 2017-093-0026.sam | 241 | 500.242 | 500.242 | 0.083337 | 0.00018311 | 34.1726 | 34.1738 | 0.00025105 | 0.0012245 | 34.1726 | 34.1811 | 0.00029083 | 0.0085487
2017-093-0026.mrg | 2017-093-0026.sam | 241 | 349.94 | 349.94 | 0.12127 | 0.00024414 | 34.0401 | 34.0405 | 0.00021836 | 0.00035477 | 34.0401 | 34.048 | 0.0002426 | 0.0078735
2017-093-0026.mrg | 2017-093-0026.sam | 241 | 251.004 | 251.004 | 0.093655 | -1.5259e-05 | 33.9305 | 33.9277 | 0.00048032 | -0.0027542 | 33.9305 | 33.9351 | 0.00061053 | 0.0046387
2017-093-0026.mrg | 2017-093-0026.sam | 241 | 224.153 | 224.153 | 0.10694 | 0.00032043 | 33.8967 | 33.8954 | 0.00035422 | -0.0013351 | 33.8967 | 33.9028 | 0.0004552 | 0.0061188
2017-093-0026.mrg | 2017-093-0026.sam | 241 | 200.072 | 200.072 | 0.089592 | -1.5259e-05 | 33.8618 | 33.8636 | 0.0002342 | 0.0018349 | 33.8618 | 33.8711 | 0.00022802 | 0.0092812
2017-093-0026.mrg | 2017-093-0026.sam | 241 | 175.544 | 175.544 | 0.10963 | -0.00027466 | 33.821 | 33.8195 | 0.00023234 | -0.0015221 | 33.821 | 33.8269 | 0.00024602 | 0.005928
2017-093-0026.mrg | 2017-093-0026.sam | 241 | 150.634 | 150.634 | 0.15287 | -0.00036621 | 33.7687 | 33.7657 | 0.0003168 | -0.003006 | 33.7687 | 33.7732 | 0.00030718 | 0.0045052
2017-093-0026.mrg | 2017-093-0026.sam | 241 | 125.208 | 125.208 | 0.1712 | -5.3406e-05 | 33.6871 | 33.6862 | 0.00033694 | -0.00089264 | 33.6871 | 33.6938 | 0.00036582 | 0.0066605
2017-093-0026.mrg | 2017-093-0026.sam | 241 | 100.292 | 100.292 | 0.14734 | -0.00048828 | 33.3689 | 33.3888 | 0.01561 | 0.019917 | 33.3689 | 33.3936 | 0.014881 | 0.024715
2017-093-0026.mrg | 2017-093-0026.sam | 470 | 75.193 | 75.1353 | 0.13136 | -0.057716 | 32.9395 | 32.9258 | 0.00062654 | -0.013721 | 32.9395 | 32.9332 | 0.00062318 | -0.0062752
2017-093-0026.mrg | 2017-093-0026.sam | 482 | 49.97 | 49.9851 | 0.13249 | 0.015053 | 32.8218 | 32.8214 | 0.00059454 | -0.00042343 | 32.8218 | 32.8286 | 0.00074925 | 0.0068245
2017-093-0026.mrg | 2017-093-0026.sam | 241 | 35.157 | 35.1571 | 0.22389 | 0.0001297 | 32.7754 | 32.7714 | 0.008132 | -0.0039825 | 32.7754 | 32.7799 | 0.0084061 | 0.0045319
2017-093-0026.mrg | 2017-093-0026.sam | 482 | 25.235 | 25.2653 | 0.14874 | 0.030348 | 32.6595 | 32.6273 | 0.019447 | -0.032227 | 32.6595 | 32.6406 | 0.019685 | -0.018902
2017-093-0026.mrg | 2017-093-0026.sam | 241 | 15.291 | 15.2911 | 0.11832 | 5.3406e-05 | 32.5938 | 32.5889 | 0.0020029 | -0.0048561 | 32.5938 | 32.5968 | 0.003552 | 0.0030365
2017-093-0026.mrg | 2017-093-0026.sam | 457 | 5.13 | 5.1977 | 0.11422 | 0.067707 | 32.5872 | 32.5865 | 0.0010394 | -0.00067139 | 32.5872 | 32.5941 | 0.0010932 | 0.0069008
2017-093-0031.mrg | 2017-093-0031.sam | 241 | 1001.51 | 1001.51 | 0.15154 | 0 | 34.408 | 34.4084 | 0.00023473 | 0.00035858 | 34.408 | 34.4151 | 0.00024156 | 0.0071259
2017-093-0031.mrg | 2017-093-0031.sam | 241 | 751.15 | 751.15 | 0.2379 | -0.00018311 | 34.3213 | 34.3201 | 0.00022617 | -0.0011749 | 34.3213 | 34.3272 | 0.00023295 | 0.0059242
2017-093-0031.mrg | 2017-093-0031.sam | 241 | 499.457 | 499.457 | 0.13356 | -0.00030518 | 34.2047 | 34.2048 | 0.00029096 | 5.722e-05 | 34.2047 | 34.2121 | 0.00032064 | 0.0074463
2017-093-0031.mrg | 2017-093-0031.sam | 241 | 349.53 | 349.53 | 0.10945 | -0.00036621 | 34.1041 | 34.1023 | 0.0004062 | -0.0017586 | 34.1041 | 34.1099 | 0.00052376 | 0.0058327
2017-093-0031.mrg | 2017-093-0031.sam | 241 | 249.883 | 249.883 | 0.22111 | -0.00038147 | 34.005 | 34.0038 | 0.00023142 | -0.0011597 | 34.005 | 34.0114 | 0.00020975 | 0.0063858
2017-093-0031.mrg | 2017-093-0031.sam | 241 | 225.237 | 225.237 | 0.23279 | -0.00030518 | 33.9761 | 33.9721 | 0.00039995 | -0.0039749 | 33.9761 | 33.9799 | 0.00059501 | 0.0037613
2017-093-0031.mrg | 2017-093-0031.sam | 241 | 199.997 | 199.997 | 0.20258 | 0.00021362 | 33.9368 | 33.9351 | 0.00022395 | -0.0017013 | 33.9368 | 33.9426 | 0.00021965 | 0.0058403
2017-093-0031.mrg | 2017-093-0031.sam | 241 | 175.193 | 175.193 | 0.22856 | 0.00015259 | 33.892 | 33.8927 | 0.00046555 | 0.0007019 | 33.892 | 33.8998 | 0.00035371 | 0.0077667
2017-093-0031.mrg | 2017-093-0031.sam | 241 | 150.589 | 150.589 | 0.12481 | 0.00041199 | 33.8499 | 33.8456 | 0.00063035 | -0.004261 | 33.8499 | 33.8532 | 0.00053088 | 0.0033455
2017-093-0031.mrg | 2017-093-0031.sam | 241 | 125.328 | 125.328 | 0.21111 | -0.00022888 | 33.7623 | 33.7483 | 0.0055033 | -0.013988 | 33.7623 | 33.7509 | 0.004795 | -0.011417
2017-093-0031.mrg | 2017-093-0031.sam | 241 | 100.085 | 100.085 | 0.1356 | -0.00017548 | 33.4424 | 33.4243 | 0.0057345 | -0.018131 | 33.4424 | 33.4288 | 0.0029833 | -0.013569
2017-093-0031.mrg | 2017-093-0031.sam | 241 | 74.444 | 74.444 | 0.21471 | -2.2888e-05 | 32.951 | 32.9427 | 0.00083255 | -0.0082931 | 32.951 | 32.9501 | 0.0010218 | -0.00086594
2017-093-0031.mrg | 2017-093-0031.sam | 241 | 49.238 | 49.2383 | 0.17846 | 0.00028229 | 32.8771 | 32.8771 | 0.00053268 | -4.9591e-05 | 32.8771 | 32.8842 | 0.00042464 | 0.0071297
2017-093-0031.mrg | 2017-093-0031.sam | 241 | 34.56 | 34.5598 | 0.33909 | -0.00016403 | 32.8096 | 32.8131 | 0.0094537 | 0.0035248 | 32.8096 | 32.8251 | 0.0086034 | 0.015492
2017-093-0031.mrg | 2017-093-0031.sam | 241 | 25.486 | 25.4858 | 0.12939 | -0.00024796 | 32.6834 | 32.6636 | 0.0059755 | -0.01981 | 32.6834 | 32.6705 | 0.0055661 | -0.012852
2017-093-0031.mrg | 2017-093-0031.sam | 241 | 14.963 | 14.9632 | 0.1352 | 0.00016117 | 32.6198 | 32.6138 | 0.00096961 | -0.0060463 | 32.6198 | 32.6211 | 0.0012027 | 0.0013428
2017-093-0031.mrg | 2017-093-0031.sam | 351 | 5.233 | 5.3049 | 0.12015 | 0.071952 | 32.6175 | 32.6159 | 0.0015252 | -0.0016251 | 32.6175 | 32.6234 | 0.0015604 | 0.0058594
2017-093-0034.mrg | 2017-093-0034.sam | 241 | 999.467 | 999.467 | 0.26436 | 0.00030518 | 34.3946 | 34.3959 | 0.00024026 | 0.0013046 | 34.3946 | 34.4029 | 0.0002964 | 0.0082931
2017-093-0034.mrg | 2017-093-0034.sam | 241 | 749.029 | 749.029 | 0.099653 | 0 | 34.3126 | 34.3123 | 0.00025688 | -0.00027847 | 34.3126 | 34.3195 | 0.00026435 | 0.006916
2017-093-0034.mrg | 2017-093-0034.sam | 241 | 498.377 | 498.377 | 0.32183 | 0.00036621 | 34.1741 | 34.1735 | 0.00024752 | -0.00056076 | 34.1741 | 34.1811 | 0.00023509 | 0.0069542
2017-093-0034.mrg | 2017-093-0034.sam | 241 | 350.22 | 350.22 | 0.34474 | 3.0518e-05 | 34.0587 | 34.0591 | 0.00025796 | 0.00037384 | 34.0587 | 34.0666 | 0.00073722 | 0.0078964
2017-093-0034.mrg | 2017-093-0034.sam | 241 | 250.899 | 250.899 | 0.20316 | -0.00039673 | 33.9372 | 33.9377 | 0.00028016 | 0.00047302 | 33.9372 | 33.9453 | 0.0002675 | 0.0081253
2017-093-0034.mrg | 2017-093-0034.sam | 241 | 225.601 | 225.601 | 0.25504 | -4.5776e-05 | 33.8852 | 33.883 | 0.00053103 | -0.0022392 | 33.8852 | 33.8904 | 0.00047325 | 0.0052261
2017-093-0034.mrg | 2017-093-0034.sam | 241 | 200.919 | 200.919 | 0.18257 | -0.00035095 | 33.8518 | 33.8507 | 0.00040162 | -0.001133 | 33.8518 | 33.8583 | 0.00063185 | 0.0064583
2017-093-0034.mrg | 2017-093-0034.sam | 241 | 175.301 | 175.301 | 0.29262 | 0.00013733 | 33.8153 | 33.812 | 0.00041941 | -0.0033302 | 33.8153 | 33.8197 | 0.00036491 | 0.0043678
2017-093-0034.mrg | 2017-093-0034.sam | 241 | 150.199 | 150.199 | 0.19165 | 0 | 33.8018 | 33.8015 | 0.00029796 | -0.00030899 | 33.8018 | 33.8091 | 0.00041203 | 0.007328
2017-093-0034.mrg | 2017-093-0034.sam | 241 | 124.803 | 124.803 | 0.22092 | 5.3406e-05 | 33.7498 | 33.7447 | 0.00086835 | -0.0051269 | 33.7498 | 33.7524 | 0.00092359 | 0.002594
2017-093-0034.mrg | 2017-093-0034.sam | 241 | 99.382 | 99.3815 | 0.33329 | -0.00049591 | 33.4708 | 33.4481 | 0.0028813 | -0.022709 | 33.4708 | 33.4557 | 0.0013634 | -0.015095
2017-093-0034.mrg | 2017-093-0034.sam | 241 | 73.695 | 73.6946 | 0.19038 | -0.00038147 | 32.9393 | 32.9313 | 0.00064562 | -0.0079804 | 32.9393 | 32.9389 | 0.00061425 | -0.00043487
2017-093-0034.mrg | 2017-093-0034.sam | 241 | 49.252 | 49.2522 | 0.17138 | 0.00019455 | 32.6507 | 32.6502 | 0.00036457 | -0.00051117 | 32.6507 | 32.6576 | 0.00035528 | 0.0068512
2017-093-0034.mrg | 2017-093-0034.sam | 482 | 35.388 | 35.3536 | 0.25093 | -0.034405 | 32.6026 | 32.5963 | 0.0022049 | -0.00634 | 32.6026 | 32.6034 | 0.0028283 | 0.0008049
2017-093-0034.mrg | 2017-093-0034.sam | 241 | 25.932 | 25.9318 | 0.12616 | -0.00017738 | 32.5416 | 32.541 | 0.0024666 | -0.00060272 | 32.5416 | 32.5486 | 0.0034 | 0.0070457
2017-093-0034.mrg | 2017-093-0034.sam | 241 | 14.81 | 14.8099 | 0.25013 | -8.297e-05 | 32.5392 | 32.5392 | 0.004522 | 3.8147e-06 | 32.5392 | 32.5456 | 0.0049823 | 0.0063515
2017-093-0034.mrg | 2017-093-0034.sam | 426 | 4.908 | 4.9095 | 0.23288 | 0.0014625 | 32.547 | 32.5461 | 0.0034747 | -0.00090027 | 32.547 | 32.5533 | 0.0031108 | 0.0063477
2017-093-0037.mrg | 2017-093-0037.sam | 241 | 997.432 | 997.432 | 0.16178 | -0.00030518 | 34.3701 | 34.362 | 0.00022544 | -0.0081329 | 34.3701 | 34.369 | 0.00026248 | -0.0011215
2017-093-0037.mrg | 2017-093-0037.sam | 241 | 748.037 | 748.037 | 0.19309 | -0.00012207 | 34.2662 | 34.2674 | 0.00027402 | 0.0012474 | 34.2662 | 34.2747 | 0.00028299 | 0.0085449
2017-093-0037.mrg | 2017-093-0037.sam | 241 | 500.996 | 500.996 | 0.49503 | -0.00012207 | 34.1489 | 34.1489 | 0.00057561 | 3.0518e-05 | 34.1489 | 34.1565 | 0.00068088 | 0.0075874
2017-093-0037.mrg | 2017-093-0037.sam | 241 | 350.751 | 350.751 | 0.09722 | -0.00039673 | 34.0216 | 34.0185 | 0.00027887 | -0.0031128 | 34.0216 | 34.026 | 0.00024395 | 0.0044403
2017-093-0037.mrg | 2017-093-0037.sam | 241 | 249.616 | 249.616 | 0.16676 | 0.00033569 | 33.8636 | 33.8546 | 0.00052419 | -0.0089836 | 33.8636 | 33.8626 | 0.00066165 | -0.00099564
2017-093-0037.mrg | 2017-093-0037.sam | 241 | 224.27 | 224.27 | 0.43051 | 0.00039673 | 33.8415 | 33.8397 | 0.00029016 | -0.0017815 | 33.8415 | 33.8474 | 0.00039241 | 0.0059013
2017-093-0037.mrg | 2017-093-0037.sam | 241 | 198.572 | 198.572 | 0.35596 | -4.5776e-05 | 33.8298 | 33.8278 | 0.00083876 | -0.0019607 | 33.8298 | 33.8355 | 0.0007799 | 0.0057488
2017-093-0037.mrg | 2017-093-0037.sam | 241 | 175.804 | 175.804 | 0.51501 | -9.1553e-05 | 33.7851 | 33.7861 | 0.00079075 | 0.00096893 | 33.7851 | 33.7936 | 0.0006798 | 0.0085297
2017-093-0037.mrg | 2017-093-0037.sam | 241 | 150.373 | 150.373 | 0.29506 | 0.0004425 | 33.7067 | 33.7103 | 0.0011997 | 0.0035896 | 33.7067 | 33.7178 | 0.00076251 | 0.011085
2017-093-0037.mrg | 2017-093-0037.sam | 241 | 125.712 | 125.712 | 0.35051 | 8.3923e-05 | 33.4969 | 33.4987 | 0.00069944 | 0.0017738 | 33.4969 | 33.5062 | 0.00078852 | 0.0093346
2017-093-0037.mrg | 2017-093-0037.sam | 241 | 100.55 | 100.55 | 0.22008 | 0.00049591 | 33.2351 | 33.2528 | 0.0044494 | 0.017735 | 33.2351 | 33.2619 | 0.0033355 | 0.026779
2017-093-0037.mrg | 2017-093-0037.sam | 241 | 75.106 | 75.1059 | 0.19073 | -0.00013733 | 32.8928 | 32.8942 | 0.00066201 | 0.0013657 | 32.8928 | 32.9016 | 0.00055327 | 0.0088463
2017-093-0037.mrg | 2017-093-0037.sam | 241 | 50.416 | 50.4162 | 0.27237 | 0.00019836 | 32.6912 | 32.6983 | 0.0042089 | 0.0071144 | 32.6912 | 32.7052 | 0.0038296 | 0.014049
2017-093-0037.mrg | 2017-093-0037.sam | 241 | 35.521 | 35.521 | 0.16516 | -7.6294e-06 | 32.6574 | 32.6556 | 0.00054864 | -0.0017776 | 32.6574 | 32.6631 | 0.0005287 | 0.0057335
2017-093-0037.mrg | 2017-093-0037.sam | 241 | 24.596 | 24.5961 | 0.19298 | 0.000103 | 32.6083 | 32.6028 | 0.002398 | -0.0054855 | 32.6083 | 32.6104 | 0.0026115 | 0.0020523
2017-093-0037.mrg | 2017-093-0037.sam | 241 | 14.472 | 14.4724 | 0.38416 | 0.00039387 | 32.4221 | 32.4184 | 0.0007367 | -0.0037498 | 32.4221 | 32.4258 | 0.00068629 | 0.0036774
2017-093-0037.mrg | 2017-093-0037.sam | 208 | 3.987 | 4.2929 | 0.41246 | 0.30592 | 32.4217 | 32.4192 | 0.00024017 | -0.0024872 | 32.4217 | 32.4267 | 0.00026193 | 0.0049553
2017-093-0040.mrg | 2017-093-0040.sam | 345 | 74.453 | 74.4585 | 0.1059 | 0.0055237 | 32.136 | 32.1326 | 0.00027509 | -0.0033913 | 32.136 | 32.1392 | 0.00031919 | 0.0031929
2017-093-0040.mrg | 2017-093-0040.sam | 288 | 49.921 | 49.8835 | 0.11211 | -0.037468 | 32.0219 | 32.0235 | 0.00035262 | 0.0015793 | 32.0219 | 32.03 | 0.00039137 | 0.0081444
2017-093-0040.mrg | 2017-093-0040.sam | 293 | 35.062 | 35.1097 | 0.064677 | 0.047661 | 31.821 | 31.817 | 0.00069878 | -0.0040111 | 31.821 | 31.8235 | 0.00086102 | 0.0024528
2017-093-0040.mrg | 2017-093-0040.sam | 310 | 25.275 | 25.2282 | 0.10892 | -0.046751 | 31.7487 | 31.7639 | 0.0014275 | 0.015209 | 31.7487 | 31.7708 | 0.0014041 | 0.022059
2017-093-0040.mrg | 2017-093-0040.sam | 294 | 15.108 | 15.0651 | 0.112 | -0.042905 | 30.8684 | 30.8495 | 0.00078108 | -0.018864 | 30.8684 | 30.8563 | 0.00078882 | -0.012135
2017-093-0040.mrg | 2017-093-0040.sam | 293 | 5.48 | 5.3797 | 0.092225 | -0.10025 | 30.7854 | 30.7281 | 0.018564 | -0.057299 | 30.7854 | 30.7334 | 0.017633 | -0.051968
2017-093-0045.mrg | 2017-093-0045.sam | 318 | 77.368 | 77.5511 | 0.21075 | 0.18314 | 32.1009 | 32.1026 | 0.00065316 | 0.0017471 | 32.1009 | 32.1092 | 0.00058594 | 0.0083389
2017-093-0045.mrg | 2017-093-0045.sam | 295 | 74.601 | 74.5306 | 0.11098 | -0.070412 | 32.0979 | 32.1001 | 0.00027246 | 0.0021706 | 32.0979 | 32.1068 | 0.00031624 | 0.0088654
2017-093-0045.mrg | 2017-093-0045.sam | 284 | 49.343 | 49.381 | 0.062588 | 0.038006 | 31.95 | 31.9483 | 0.00037156 | -0.001709 | 31.95 | 31.955 | 0.00034765 | 0.0049953
2017-093-0045.mrg | 2017-093-0045.sam | 241 | 34.877 | 34.8766 | 0.132 | -0.00037766 | 31.7819 | 31.7851 | 0.0014499 | 0.003191 | 31.7819 | 31.7912 | 0.0012726 | 0.0092583
2017-093-0045.mrg | 2017-093-0045.sam | 434 | 25.389 | 25.3872 | 0.13065 | -0.0018024 | 31.6861 | 31.7028 | 0.0059106 | 0.01668 | 31.6861 | 31.7105 | 0.0054285 | 0.024391
2017-093-0045.mrg | 2017-093-0045.sam | 385 | 15.468 | 15.5099 | 0.13957 | 0.041885 | 30.9844 | 30.8495 | 0.0016502 | -0.13492 | 30.9844 | 30.8566 | 0.0017958 | -0.1278
2017-093-0045.mrg | 2017-093-0045.sam | 307 | 5.024 | 5.1326 | 0.16038 | 0.10864 | 30.7931 | 30.7886 | 0.0035328 | -0.0045147 | 30.7931 | 30.7939 | 0.0048698 | 0.0007534
2017-093-0051.mrg | 2017-093-0051.sam | 562 | 67.948 | 67.99 | 0.09252 | 0.04203 | 32.2008 | 32.2018 | 0.00043176 | 0.00097656 | 32.2008 | 32.2082 | 0.00060604 | 0.0073624
2017-093-0051.mrg | 2017-093-0051.sam | 356 | 49.657 | 49.6589 | 0.092414 | 0.001873 | 32.2006 | 32.2009 | 0.00024876 | 0.00030899 | 32.2006 | 32.2074 | 0.00066515 | 0.0068169
2017-093-0051.mrg | 2017-093-0051.sam | 294 | 35.158 | 35.0988 | 0.052087 | -0.059166 | 32.1155 | 32.0525 | 0.0075719 | -0.062984 | 32.1155 | 32.062 | 0.01223 | -0.05352
2017-093-0051.mrg | 2017-093-0051.sam | 482 | 25.083 | 25.0763 | 0.07059 | -0.0066929 | 31.8621 | 31.7701 | 0.0049324 | -0.092016 | 31.8621 | 31.7761 | 0.0045911 | -0.085951
2017-093-0051.mrg | 2017-093-0051.sam | 291 | 15.526 | 15.4697 | 0.057185 | -0.056268 | 31.1031 | 31.0668 | 0.010345 | -0.036301 | 31.1031 | 31.0727 | 0.008848 | -0.030365
2017-093-0051.mrg | 2017-093-0051.sam | 318 | 5.331 | 5.3431 | 0.10152 | 0.012107 | 31.0487 | 31.0478 | 0.0025197 | -0.00085449 | 31.0487 | 31.0537 | 0.0022267 | 0.0049934
2017-093-0058.mrg | 2017-093-0058.sam | 296 | 61.148 | 61.1026 | 0.069459 | -0.045418 | 32.1649 | 32.1678 | 0.00044714 | 0.0028534 | 32.1649 | 32.1743 | 0.00059112 | 0.0094337
2017-093-0058.mrg | 2017-093-0058.sam | 306 | 49.68 | 49.5835 | 0.13175 | -0.096451 | 32.1672 | 32.167 | 0.00039039 | -0.00020218 | 32.1672 | 32.1734 | 0.00037228 | 0.006218
2017-093-0058.mrg | 2017-093-0058.sam | 329 | 35.16 | 35.1975 | 0.051951 | 0.037487 | 32.1531 | 32.1577 | 0.0017888 | 0.0046272 | 32.1531 | 32.1648 | 0.0014054 | 0.011738
2017-093-0058.mrg | 2017-093-0058.sam | 301 | 25.522 | 25.5031 | 0.051281 | -0.018877 | 31.8437 | 31.8279 | 0.0039499 | -0.015821 | 31.8437 | 31.8347 | 0.0036099 | -0.0089569
2017-093-0058.mrg | 2017-093-0058.sam | 303 | 15.515 | 15.5194 | 0.070678 | 0.0043697 | 31.3401 | 31.2854 | 0.0030864 | -0.054684 | 31.3401 | 31.2924 | 0.0063767 | -0.047714
2017-093-0058.mrg | 2017-093-0058.sam | 301 | 5.464 | 5.4465 | 0.096759 | -0.017472 | 31.27 | 31.2699 | 0.00071857 | -8.2016e-05 | 31.27 | 31.2764 | 0.00073107 | 0.0064335
2017-093-0064.mrg | 2017-093-0064.sam | 314 | 67.328 | 67.5659 | 0.1943 | 0.23785 | 32.334 | 32.345 | 0.0010789 | 0.011043 | 32.334 | 32.3522 | 0.001132 | 0.018185
2017-093-0064.mrg | 2017-093-0064.sam | 544 | 49.92 | 49.909 | 0.049889 | -0.010952 | 32.1687 | 32.1875 | 0.0032327 | 0.018829 | 32.1687 | 32.1951 | 0.003075 | 0.02639
2017-093-0064.mrg | 2017-093-0064.sam | 310 | 35.241 | 35.2956 | 0.068586 | 0.054577 | 32.0473 | 32.044 | 0.00082987 | -0.0032501 | 32.0473 | 32.0508 | 0.00083968 | 0.0034637
2017-093-0064.mrg | 2017-093-0064.sam | 293 | 25.219 | 25.2739 | 0.069573 | 0.054939 | 32.0042 | 32.019 | 0.0053114 | 0.014782 | 32.0042 | 32.0255 | 0.0052648 | 0.021286
2017-093-0064.mrg | 2017-093-0064.sam | 309 | 15.323 | 15.3549 | 0.060569 | 0.031941 | 31.7867 | 31.7664 | 0.0082858 | -0.020348 | 31.7867 | 31.775 | 0.0050694 | -0.011713
2017-093-0064.mrg | 2017-093-0064.sam | 564 | 5.416 | 5.4243 | 0.078991 | 0.008328 | 31.7483 | 31.7494 | 0.0027839 | 0.0011368 | 31.7483 | 31.7557 | 0.0021651 | 0.0073624
2017-093-0071.mrg | 2017-093-0071.sam | 370 | 48.829 | 48.7636 | 0.15024 | -0.065407 | 32.4945 | 32.5003 | 0.00095385 | 0.0058212 | 32.4945 | 32.5075 | 0.0012951 | 0.012958
2017-093-0071.mrg | 2017-093-0071.sam | 277 | 35.496 | 35.297 | 0.11696 | -0.19904 | 32.4916 | 32.488 | 0.00059756 | -0.0035858 | 32.4916 | 32.4947 | 0.00081864 | 0.0030899
2017-093-0071.mrg | 2017-093-0071.sam | 280 | 24.988 | 24.9743 | 0.062168 | -0.013704 | 32.4914 | 32.4858 | 0.0038777 | -0.0056419 | 32.4914 | 32.4936 | 0.003088 | 0.0021973
2017-093-0071.mrg | 2017-093-0071.sam | 308 | 15.052 | 15.0386 | 0.10489 | -0.013399 | 32.548 | 32.5619 | 0.011137 | 0.013893 | 32.548 | 32.5717 | 0.015747 | 0.023735
2017-093-0071.mrg | 2017-093-0071.sam | 300 | 5.227 | 5.1695 | 0.16914 | -0.057527 | 31.4872 | 31.4678 | 0.00096669 | -0.019449 | 31.4872 | 31.4744 | 0.00085673 | -0.012825
2017-093-0073.mrg | 2017-093-0073.sam | 299 | 43.401 | 43.3818 | 0.060637 | -0.019154 | 32.8119 | 32.8134 | 0.00026074 | 0.0014992 | 32.8119 | 32.8204 | 0.00023665 | 0.0084915
2017-093-0073.mrg | 2017-093-0073.sam | 290 | 34.617 | 34.5943 | 0.043115 | -0.022736 | 32.8153 | 32.8138 | 0.00067862 | -0.0014725 | 32.8153 | 32.8213 | 0.0011815 | 0.0060082
2017-093-0073.mrg | 2017-093-0073.sam | 293 | 25.295 | 25.2985 | 0.03635 | 0.0035057 | 32.8125 | 32.8104 | 0.00062941 | -0.0020943 | 32.8125 | 32.8177 | 0.00079106 | 0.0051689
2017-093-0073.mrg | 2017-093-0073.sam | 284 | 15.243 | 15.2292 | 0.051868 | -0.013792 | 32.8005 | 32.7995 | 0.00023666 | -0.00097656 | 32.8005 | 32.8066 | 0.00023806 | 0.0061264
2017-093-0073.mrg | 2017-093-0073.sam | 285 | 5.258 | 5.258 | 0.062006 | 5.2929e-05 | 32.6917 | 32.6825 | 0.0097993 | -0.0092316 | 32.6917 | 32.6863 | 0.0052829 | -0.0054359
2017-093-0080.mrg | 2017-093-0080.sam | 299 | 42.817 | 42.8042 | 0.048949 | -0.012829 | 32.5629 | 32.563 | 0.00072428 | 0.00014877 | 32.5629 | 32.5702 | 0.00081136 | 0.0073242
2017-093-0080.mrg | 2017-093-0080.sam | 296 | 34.66 | 34.6191 | 0.050908 | -0.040939 | 32.5682 | 32.5668 | 0.0014936 | -0.0013542 | 32.5682 | 32.574 | 0.0014272 | 0.0058327
2017-093-0080.mrg | 2017-093-0080.sam | 319 | 25.284 | 25.2848 | 0.040763 | 0.00076103 | 32.5766 | 32.5769 | 0.00034957 | 0.00029373 | 32.5766 | 32.5838 | 0.00057273 | 0.0072098
2017-093-0080.mrg | 2017-093-0080.sam | 292 | 15.29 | 15.3051 | 0.041485 | 0.015137 | 32.5781 | 32.5789 | 0.00040452 | 0.00083542 | 32.5781 | 32.5859 | 0.00027237 | 0.0078468
2017-093-0080.mrg | 2017-093-0080.sam | 319 | 5.267 | 5.2506 | 0.093385 | -0.016379 | 31.0425 | 31.0248 | 0.015478 | -0.017708 | 31.0425 | 31.032 | 0.012809 | -0.010452
2017-093-0086.mrg | 2017-093-0086.sam | 308 | 40.519 | 40.5458 | 0.061296 | 0.026829 | 32.5594 | 32.5654 | 0.0032426 | 0.0060272 | 32.5594 | 32.5735 | 0.0020849 | 0.014069
2017-093-0086.mrg | 2017-093-0086.sam | 298 | 34.455 | 34.3973 | 0.070523 | -0.057735 | 32.5566 | 32.5569 | 0.0012763 | 0.00030899 | 32.5566 | 32.5639 | 0.0016246 | 0.0073013
2017-093-0086.mrg | 2017-093-0086.sam | 291 | 24.044 | 24.0027 | 0.049418 | -0.041327 | 32.5044 | 32.5002 | 0.00052006 | -0.0042 | 32.5044 | 32.5071 | 0.00072594 | 0.0026779
2017-093-0086.mrg | 2017-093-0086.sam | 293 | 14.975 | 14.9609 | 0.028975 | -0.01411 | 32.4838 | 32.4812 | 0.0002446 | -0.0026093 | 32.4838 | 32.4879 | 0.00025902 | 0.0040817
2017-093-0086.mrg | 2017-093-0086.sam | 288 | 5.21 | 5.2358 | 0.10099 | 0.025816 | 31.5175 | 31.4899 | 0.020139 | -0.027586 | 31.5175 | 31.4967 | 0.014938 | -0.020798
2017-093-0092.mrg | 2017-093-0092.sam | 316 | 33.442 | 33.4182 | 0.058483 | -0.023792 | 32.2678 | 32.3147 | 0.0007451 | 0.046921 | 32.2678 | 32.3212 | 0.00070191 | 0.053379
2017-093-0092.mrg | 2017-093-0092.sam | 317 | 25.108 | 25.1187 | 0.052453 | 0.010714 | 32.0565 | 32.0063 | 0.00035498 | -0.050209 | 32.0565 | 32.0127 | 0.00035461 | -0.043762
2017-093-0092.mrg | 2017-093-0092.sam | 308 | 15.302 | 15.3003 | 0.053413 | -0.0016661 | 31.9796 | 31.968 | 0.00032696 | -0.011648 | 31.9796 | 31.9744 | 0.00046085 | -0.0051899
2017-093-0092.mrg | 2017-093-0092.sam | 293 | 5.17 | 5.1929 | 0.072605 | 0.022884 | 31.8806 | 31.8555 | 0.0019684 | -0.025139 | 31.8806 | 31.8612 | 0.0021352 | -0.019443
2017-093-0097.mrg | 2017-093-0097.sam | 299 | 40.05 | 39.995 | 0.07948 | -0.054977 | 32.3759 | 32.3993 | 0.0013616 | 0.023395 | 32.3759 | 32.4057 | 0.0010088 | 0.029766
2017-093-0097.mrg | 2017-093-0097.sam | 293 | 35.126 | 35.1431 | 0.091024 | 0.017124 | 32.3971 | 32.3976 | 0.00069213 | 0.00051117 | 32.3971 | 32.4041 | 0.00044788 | 0.0070496
2017-093-0097.mrg | 2017-093-0097.sam | 287 | 24.722 | 24.823 | 0.10407 | 0.10105 | 32.1422 | 32.0593 | 0.0024035 | -0.082943 | 32.1422 | 32.0663 | 0.0025313 | -0.075943
2017-093-0097.mrg | 2017-093-0097.sam | 482 | 14.673 | 14.6838 | 0.037986 | 0.010779 | 31.891 | 31.8693 | 0.0018412 | -0.0217 | 31.891 | 31.8761 | 0.0023453 | -0.014921
2017-093-0097.mrg | 2017-093-0097.sam | 297 | 4.885 | 4.8412 | 0.084482 | -0.043835 | 32 | 32.0162 | 0.00060153 | 0.016155 | 32 | 32.023 | 0.00070438 | 0.023026
2017-093-0103.mrg | 2017-093-0103.sam | 531 | 43.273 | 43.4328 | 0.13498 | 0.15983 | 32.6877 | 32.715 | 0.0030962 | 0.027275 | 32.6877 | 32.7219 | 0.0029983 | 0.034199
2017-093-0103.mrg | 2017-093-0103.sam | 310 | 35.315 | 35.345 | 0.053854 | 0.030041 | 32.7069 | 32.7016 | 0.00053084 | -0.0052834 | 32.7069 | 32.7084 | 0.00049295 | 0.0014725
2017-093-0103.mrg | 2017-093-0103.sam | 311 | 25.023 | 25.0446 | 0.034827 | 0.021563 | 32.7083 | 32.7005 | 0.00067324 | -0.0078239 | 32.7083 | 32.7073 | 0.00052045 | -0.0010338
2017-093-0103.mrg | 2017-093-0103.sam | 562 | 15.045 | 15.0774 | 0.0347 | 0.032379 | 32.6874 | 32.6865 | 0.0016551 | -0.00094604 | 32.6874 | 32.6935 | 0.00024934 | 0.0060768
2017-093-0103.mrg | 2017-093-0103.sam | 717 | 5.095 | 5.1128 | 0.11405 | 0.017785 | 31.3637 | 31.3885 | 0.1382 | 0.024816 | 31.3637 | 31.3816 | 0.13035 | 0.017866
2017-093-0109.mrg | 2017-093-0109.sam | 338 | 43.343 | 43.3383 | 0.048918 | -0.0047035 | 32.8136 | 32.8346 | 0.002285 | 0.021011 | 32.8136 | 32.8416 | 0.001105 | 0.027969
2017-093-0109.mrg | 2017-093-0109.sam | 292 | 34.2 | 34.1946 | 0.058307 | -0.0054283 | 32.8338 | 32.8336 | 0.00031139 | -0.00016785 | 32.8338 | 32.8404 | 0.00028465 | 0.0066452
2017-093-0109.mrg | 2017-093-0109.sam | 314 | 24.64 | 24.6099 | 0.044056 | -0.030085 | 32.8339 | 32.834 | 0.00057774 | 8.0109e-05 | 32.8339 | 32.8409 | 0.00054308 | 0.0070305
2017-093-0109.mrg | 2017-093-0109.sam | 420 | 14.987 | 14.9834 | 0.038907 | -0.0036192 | 32.8366 | 32.8365 | 0.00023445 | -0.00011826 | 32.8366 | 32.8434 | 0.00022806 | 0.0067635
2017-093-0109.mrg | 2017-093-0109.sam | 292 | 5.484 | 5.2877 | 0.25521 | -0.19631 | 31.3538 | 31.4163 | 0.041418 | 0.062515 | 31.3538 | 31.4445 | 0.053481 | 0.0907
2017-093-0115.mrg | 2017-093-0115.sam | 288 | 47.311 | 47.4533 | 0.13876 | 0.14232 | 32.1613 | 32.1601 | 0.00069083 | -0.0011558 | 32.1613 | 32.1668 | 0.00072354 | 0.0054817
2017-093-0115.mrg | 2017-093-0115.sam | 307 | 34.549 | 34.5286 | 0.053131 | -0.020382 | 32.162 | 32.16 | 0.00044165 | -0.0019684 | 32.162 | 32.1668 | 0.00049722 | 0.0048485
2017-093-0115.mrg | 2017-093-0115.sam | 293 | 25.348 | 25.3838 | 0.035782 | 0.035816 | 32.1658 | 32.1647 | 0.0020597 | -0.001091 | 32.1658 | 32.1718 | 0.0021198 | 0.0060043
2017-093-0115.mrg | 2017-093-0115.sam | 308 | 14.971 | 15.011 | 0.079196 | 0.04005 | 32.1901 | 32.192 | 0.043704 | 0.0018692 | 32.1901 | 32.1882 | 0.024264 | -0.0018921
2017-093-0115.mrg | 2017-093-0115.sam | 304 | 5.189 | 5.2449 | 0.17657 | 0.055921 | 31.9708 | 31.9722 | 0.0072785 | 0.0014229 | 31.9708 | 31.979 | 0.0071362 | 0.0081997
2017-093-0117.mrg | 2017-093-0117.sam | 346 | 47.668 | 47.6642 | 0.12275 | -0.0038338 | 32.2145 | 32.2138 | 0.0064007 | -0.00074387 | 32.2145 | 32.2213 | 0.00030909 | 0.0067558
2017-093-0117.mrg | 2017-093-0117.sam | 296 | 34.5 | 34.5191 | 0.071903 | 0.019051 | 32.215 | 32.2135 | 0.00031766 | -0.0015144 | 32.215 | 32.2205 | 0.00026116 | 0.0054665
2017-093-0117.mrg | 2017-093-0117.sam | 294 | 24.709 | 24.6851 | 0.039388 | -0.023949 | 32.2125 | 32.2105 | 0.00045308 | -0.0019951 | 32.2125 | 32.2175 | 0.00049525 | 0.0050125
2017-093-0117.mrg | 2017-093-0117.sam | 350 | 14.75 | 14.8484 | 0.11078 | 0.0984 | 32.0125 | 31.9992 | 0.015476 | -0.013319 | 32.0125 | 32.0051 | 0.018016 | -0.0074348
2017-093-0117.mrg | 2017-093-0117.sam | 294 | 4.778 | 4.6874 | 0.23164 | -0.090595 | 31.9957 | 31.9948 | 0.0018703 | -0.00091934 | 31.9957 | 32.0021 | 0.00167 | 0.0063667
2017-093-0119.mrg | 2017-093-0119.sam | 308 | 46.979 | 46.9018 | 0.12352 | -0.077232 | 32.2671 | 32.2665 | 0.00033023 | -0.00061798 | 32.2671 | 32.273 | 0.00052114 | 0.0059357
2017-093-0119.mrg | 2017-093-0119.sam | 294 | 34.617 | 34.6057 | 0.086635 | -0.011291 | 32.2698 | 32.269 | 0.00035673 | -0.00077438 | 32.2698 | 32.2757 | 0.00041515 | 0.0058899
2017-093-0119.mrg | 2017-093-0119.sam | 300 | 25.013 | 25.0026 | 0.034418 | -0.010384 | 32.2717 | 32.2686 | 0.0015883 | -0.0030632 | 32.2717 | 32.2747 | 0.0019611 | 0.0030403
2017-093-0119.mrg | 2017-093-0119.sam | 323 | 15.063 | 15.0549 | 0.10911 | -0.0081358 | 32.2158 | 32.0863 | 0.20561 | -0.12952 | 32.2158 | 32.1805 | 0.029661 | -0.035332
2017-093-0119.mrg | 2017-093-0119.sam | 294 | 5.299 | 5.2086 | 0.19483 | -0.09035 | 32.2343 | 32.2227 | 0.016629 | -0.011581 | 32.2343 | 32.2343 | 0.033746 | -2.6703e-05
2017-093-0121.mrg | 2017-093-0121.sam | 353 | 29.279 | 29.3 | 0.11161 | 0.020975 | 32.2063 | 32.2162 | 0.00054637 | 0.0099106 | 32.2063 | 32.2233 | 0.00064801 | 0.017044
2017-093-0121.mrg | 2017-093-0121.sam | 305 | 24.598 | 24.6423 | 0.054972 | 0.044315 | 32.1396 | 32.1663 | 0.0026349 | 0.026711 | 32.1396 | 32.1747 | 0.0026061 | 0.03508
2017-093-0121.mrg | 2017-093-0121.sam | 312 | 14.94 | 14.9019 | 0.079565 | -0.03806 | 32.0485 | 32.0444 | 0.0020977 | -0.004055 | 32.0485 | 32.0516 | 0.0025324 | 0.0031128
2017-093-0121.mrg | 2017-093-0121.sam | 360 | 4.991 | 4.9419 | 0.087977 | -0.049056 | 31.9519 | 31.9486 | 0.001051 | -0.0033188 | 31.9519 | 31.9551 | 0.0015045 | 0.0032425
2017-093-0126.mrg | 2017-093-0126.sam | 350 | 41.628 | 41.748 | 0.13162 | 0.11997 | 32.3852 | 32.3838 | 0.00028263 | -0.0013657 | 32.3852 | 32.3909 | 0.00030202 | 0.0057259
2017-093-0126.mrg | 2017-093-0126.sam | 296 | 34.357 | 34.4202 | 0.07221 | 0.063244 | 32.3816 | 32.3804 | 0.00025536 | -0.0012207 | 32.3816 | 32.3874 | 0.00027222 | 0.0057831
2017-093-0126.mrg | 2017-093-0126.sam | 318 | 24.651 | 24.6445 | 0.032678 | -0.006525 | 32.3809 | 32.379 | 0.00023923 | -0.0019035 | 32.3809 | 32.3861 | 0.00025307 | 0.0051918
2017-093-0126.mrg | 2017-093-0126.sam | 318 | 14.94 | 15.06 | 0.093184 | 0.11999 | 32.3946 | 32.3855 | 0.0033507 | -0.0091133 | 32.3946 | 32.3929 | 0.0043603 | -0.0017166
2017-093-0126.mrg | 2017-093-0126.sam | 324 | 5.095 | 4.9124 | 0.15594 | -0.18255 | 32.4036 | 32.4004 | 0.002579 | -0.0031586 | 32.4036 | 32.4072 | 0.0015466 | 0.0035667
2017-093-0131.mrg | 2017-093-0131.sam | 309 | 44.128 | 44.0722 | 0.068173 | -0.055805 | 32.697 | 32.6942 | 0.00025837 | -0.0028381 | 32.697 | 32.7015 | 0.00030057 | 0.0045204
2017-093-0131.mrg | 2017-093-0131.sam | 296 | 34.723 | 34.6535 | 0.056658 | -0.06953 | 32.6961 | 32.6965 | 0.00029184 | 0.0003624 | 32.6961 | 32.7038 | 0.0003649 | 0.0077515
2017-093-0131.mrg | 2017-093-0131.sam | 288 | 25.027 | 25.0213 | 0.036842 | -0.0056877 | 32.6896 | 32.6874 | 0.00024325 | -0.0021553 | 32.6896 | 32.6948 | 0.00023594 | 0.0052299
2017-093-0131.mrg | 2017-093-0131.sam | 292 | 15.213 | 15.1663 | 0.097052 | -0.046689 | 32.654 | 32.6471 | 0.0035008 | -0.0068512 | 32.654 | 32.6538 | 0.0036332 | -0.00020981
2017-093-0131.mrg | 2017-093-0131.sam | 296 | 5.241 | 5.1349 | 0.11445 | -0.10612 | 32.6572 | 32.6517 | 0.00069318 | -0.0055313 | 32.6572 | 32.6584 | 0.00078447 | 0.0012321
2017-093-0136.mrg | 2017-093-0136.sam | 299 | 45.094 | 45.0583 | 0.051184 | -0.035713 | 32.6333 | 32.6317 | 0.00030079 | -0.0016174 | 32.6333 | 32.6386 | 0.00032007 | 0.0052643
2017-093-0136.mrg | 2017-093-0136.sam | 294 | 34.7 | 34.6554 | 0.046356 | -0.044594 | 32.6357 | 32.6333 | 0.00026516 | -0.0023651 | 32.6357 | 32.641 | 0.00031928 | 0.0053024
2017-093-0136.mrg | 2017-093-0136.sam | 622 | 25.145 | 25.1012 | 0.059519 | -0.043848 | 32.6031 | 32.592 | 0.00069045 | -0.011105 | 32.6031 | 32.5997 | 0.00088952 | -0.0033684
2017-093-0136.mrg | 2017-093-0136.sam | 623 | 15.005 | 15.0297 | 0.052817 | 0.024738 | 32.5195 | 32.5126 | 0.0016129 | -0.0069428 | 32.5195 | 32.5204 | 0.0016016 | 0.00085449
2017-093-0136.mrg | 2017-093-0136.sam | 730 | 5.288 | 5.0505 | 0.22339 | -0.23753 | 32.4342 | 32.4281 | 0.001586 | -0.0061417 | 32.4342 | 32.4357 | 0.0020009 | 0.0015297
2017-093-0142.mrg | 2017-093-0142.sam | 310 | 30.33 | 30.3609 | 0.041924 | 0.030945 | 31.7931 | 31.8015 | 0.0012681 | 0.0083885 | 31.7931 | 31.809 | 0.0014172 | 0.015896
2017-093-0142.mrg | 2017-093-0142.sam | 296 | 24.752 | 24.7473 | 0.033141 | -0.0047264 | 31.765 | 31.7596 | 0.00054374 | -0.0054207 | 31.765 | 31.7664 | 0.00065964 | 0.0014439
2017-093-0142.mrg | 2017-093-0142.sam | 311 | 15.118 | 15.1401 | 0.05964 | 0.022135 | 31.7771 | 31.7719 | 0.00075273 | -0.0051861 | 31.7771 | 31.7793 | 0.00052884 | 0.002243
2017-093-0142.mrg | 2017-093-0142.sam | 293 | 5.367 | 5.3368 | 0.070523 | -0.030198 | 31.585 | 31.5699 | 0.0025442 | -0.015064 | 31.585 | 31.578 | 0.0031366 | -0.007019
2017-093-0147.mrg | 2017-093-0147.sam | 288 | 37.946 | 37.9313 | 0.049661 | -0.014652 | 32.1095 | 32.0506 | 0.024998 | -0.058907 | 32.1095 | 32.635 | 0.27665 | 0.52553
2017-093-0147.mrg | 2017-093-0147.sam | 308 | 34.535 | 34.511 | 0.044599 | -0.024048 | 32.1143 | 32.1131 | 0.00056207 | -0.0012016 | 32.1143 | 32.12 | 0.00082858 | 0.0057297
2017-093-0147.mrg | 2017-093-0147.sam | 286 | 25.03 | 25.0206 | 0.029319 | -0.0093613 | 32.1147 | 32.1124 | 0.00056518 | -0.0023117 | 32.1147 | 32.1194 | 0.00067997 | 0.0047073
2017-093-0147.mrg | 2017-093-0147.sam | 388 | 15.283 | 15.2815 | 0.097197 | -0.0014591 | 31.9037 | 31.8866 | 0.0034311 | -0.017122 | 31.9037 | 31.8945 | 0.0035214 | -0.0091705
2017-093-0147.mrg | 2017-093-0147.sam | 286 | 5.206 | 5.1424 | 0.078193 | -0.063612 | 31.7662 | 31.8111 | 0.0025751 | 0.044859 | 31.7662 | 31.7547 | 0.0042129 | -0.011469
2017-093-0152.mrg | 2017-093-0152.sam | 301 | 43.271 | 43.2436 | 0.050562 | -0.027351 | 32.1896 | 32.1881 | 0.00026832 | -0.0015411 | 32.1896 | 32.1951 | 0.00027277 | 0.0055275
2017-093-0152.mrg | 2017-093-0152.sam | 287 | 34.477 | 34.517 | 0.050114 | 0.040012 | 32.1882 | 32.1874 | 0.00038081 | -0.00084686 | 32.1882 | 32.1945 | 0.00036747 | 0.0062981
2017-093-0152.mrg | 2017-093-0152.sam | 288 | 25.02 | 25.0143 | 0.032911 | -0.0056705 | 32.1844 | 32.1837 | 0.00075409 | -0.00066376 | 32.1844 | 32.1907 | 0.00077975 | 0.0062866
2017-093-0152.mrg | 2017-093-0152.sam | 307 | 15.142 | 15.1435 | 0.065681 | 0.0014954 | 32.1745 | 32.1742 | 0.00072154 | -0.00028229 | 32.1745 | 32.1814 | 0.00093479 | 0.0068817
2017-093-0152.mrg | 2017-093-0152.sam | 288 | 5.121 | 5.1859 | 0.058618 | 0.06492 | 32.1404 | 32.1458 | 0.0034278 | 0.0054474 | 32.1404 | 32.1529 | 0.0044618 | 0.012535
2017-093-0157.mrg | 2017-093-0157.sam | 325 | 45.365 | 45.3355 | 0.044832 | -0.029503 | 32.391 | 32.3936 | 0.0010852 | 0.0026245 | 32.391 | 32.4009 | 0.0011891 | 0.0098801
2017-093-0157.mrg | 2017-093-0157.sam | 299 | 35.048 | 35.0445 | 0.042825 | -0.0034752 | 32.3581 | 32.3505 | 0.00049222 | -0.007576 | 32.3581 | 32.3577 | 0.00060703 | -0.00040436
2017-093-0157.mrg | 2017-093-0157.sam | 359 | 25.35 | 25.3625 | 0.04762 | 0.012529 | 32.3247 | 32.3062 | 0.0009692 | -0.018509 | 32.3247 | 32.3139 | 0.00086984 | -0.010845
2017-093-0157.mrg | 2017-093-0157.sam | 561 | 15.076 | 15.0743 | 0.052191 | -0.0017414 | 32.2428 | 32.234 | 0.0019267 | -0.0088196 | 32.2428 | 32.241 | 0.0020274 | -0.0018005
2017-093-0157.mrg | 2017-093-0157.sam | 633 | 4.971 | 4.9814 | 0.076717 | 0.010452 | 32.2011 | 32.2066 | 0.0041826 | 0.0054893 | 32.2011 | 32.2134 | 0.0046952 | 0.012306
2017-093-0162.mrg | 2017-093-0162.sam | 332 | 48.561 | 48.5897 | 0.05828 | 0.028694 | 32.7613 | 32.7581 | 0.00024935 | -0.0031509 | 32.7613 | 32.7653 | 0.00025607 | 0.0040207
2017-093-0162.mrg | 2017-093-0162.sam | 293 | 35.196 | 35.1514 | 0.047746 | -0.044632 | 32.7556 | 32.7536 | 0.0017234 | -0.0020485 | 32.7556 | 32.7615 | 0.0016775 | 0.0058861
2017-093-0162.mrg | 2017-093-0162.sam | 316 | 25.067 | 25.0982 | 0.059131 | 0.031174 | 32.7546 | 32.7504 | 0.00066705 | -0.0042229 | 32.7546 | 32.7575 | 0.0011468 | 0.0029182
2017-093-0162.mrg | 2017-093-0162.sam | 307 | 15.268 | 15.1949 | 0.082842 | -0.07312 | 32.7355 | 32.7319 | 0.00025254 | -0.0036201 | 32.7355 | 32.7391 | 0.00028095 | 0.0036163
2017-093-0162.mrg | 2017-093-0162.sam | 306 | 5.066 | 5.0568 | 0.10586 | -0.0091472 | 32.6881 | 32.6688 | 0.00391 | -0.019299 | 32.6881 | 32.6775 | 0.0069732 | -0.010586
2017-093-0168.mrg | 2017-093-0168.sam | 319 | 54.7 | 54.6914 | 0.06982 | -0.0086289 | 32.8871 | 32.8851 | 0.00024987 | -0.002037 | 32.8871 | 32.8923 | 0.00024381 | 0.0052147
2017-093-0168.mrg | 2017-093-0168.sam | 294 | 35.024 | 35.0316 | 0.025525 | 0.0076027 | 32.8879 | 32.8855 | 0.0002264 | -0.0023918 | 32.8879 | 32.879 | 0.003079 | -0.0089417
2017-093-0168.mrg | 2017-093-0168.sam | 304 | 25.308 | 25.298 | 0.046359 | -0.0099773 | 32.884 | 32.8793 | 0.00031316 | -0.0047264 | 32.884 | 32.8682 | 0.00096221 | -0.015812
2017-093-0168.mrg | 2017-093-0168.sam | 317 | 15.107 | 15.126 | 0.10519 | 0.019022 | 32.854 | 32.8675 | 0.025452 | 0.013466 | 32.854 | 32.883 | 0.066906 | 0.029034
2017-093-0168.mrg | 2017-093-0168.sam | 310 | 5.267 | 5.3079 | 0.12763 | 0.040913 | 32.8133 | 32.806 | 0.0040292 | -0.0072823 | 32.8133 | 32.7859 | 0.013792 | -0.027367
2017-093-0174.mrg | 2017-093-0174.sam | 545 | 45.487 | 45.4734 | 0.075125 | -0.013603 | 32.7423 | 32.7359 | 0.00029994 | -0.0064163 | 32.7423 | 32.7431 | 0.00036315 | 0.00075913
2017-093-0174.mrg | 2017-093-0174.sam | 292 | 34.644 | 34.6313 | 0.056874 | -0.012695 | 32.7313 | 32.7296 | 0.00026981 | -0.001667 | 32.7313 | 32.7368 | 0.00025721 | 0.0055199
2017-093-0174.mrg | 2017-093-0174.sam | 289 | 25.253 | 25.2704 | 0.029725 | 0.017374 | 32.7322 | 32.7053 | 0.00067155 | -0.02689 | 32.7322 | 32.7121 | 0.00060374 | -0.020145
2017-093-0174.mrg | 2017-093-0174.sam | 325 | 15.41 | 15.3947 | 0.084929 | -0.015262 | 32.6505 | 32.5776 | 0.0050063 | -0.072933 | 32.6505 | 32.5834 | 0.0034286 | -0.067059
2017-093-0174.mrg | 2017-093-0174.sam | 295 | 5.185 | 5.2839 | 0.10615 | 0.098932 | 32.5297 | 32.515 | 0.015812 | -0.014687 | 32.5297 | 32.5237 | 0.011722 | -0.0059853
2017-093-0179.mrg | 2017-093-0179.sam | 291 | 45.59 | 45.5425 | 0.069153 | -0.047535 | 32.715 | 32.7185 | 0.0002885 | 0.0034981 | 32.715 | 32.7252 | 0.00031968 | 0.010235
2017-093-0179.mrg | 2017-093-0179.sam | 295 | 34.813 | 34.757 | 0.062811 | -0.056049 | 32.6987 | 32.6937 | 0.00023084 | -0.004982 | 32.6987 | 32.7004 | 0.00034745 | 0.0016785
2017-093-0179.mrg | 2017-093-0179.sam | 330 | 25.229 | 25.245 | 0.029183 | 0.015987 | 32.6817 | 32.6774 | 0.00041367 | -0.0043182 | 32.6817 | 32.684 | 0.00043258 | 0.0022507
2017-093-0179.mrg | 2017-093-0179.sam | 316 | 15.335 | 15.3634 | 0.060208 | 0.028367 | 32.6801 | 32.6764 | 0.00055438 | -0.0036888 | 32.6801 | 32.6827 | 0.00049317 | 0.0025635
2017-093-0179.mrg | 2017-093-0179.sam | 310 | 5.474 | 5.4229 | 0.13437 | -0.051126 | 32.576 | 32.5596 | 0.0034623 | -0.016411 | 32.576 | 32.5653 | 0.0033613 | -0.01075
2017-093-0184.mrg | 2017-093-0184.sam | 295 | 45.603 | 45.6691 | 0.096597 | 0.066082 | 32.6885 | 32.6863 | 0.00041665 | -0.0022049 | 32.6885 | 32.693 | 0.00035019 | 0.004509
2017-093-0184.mrg | 2017-093-0184.sam | 299 | 34.914 | 34.8948 | 0.067674 | -0.019222 | 32.6874 | 32.6862 | 0.00027824 | -0.0012245 | 32.6874 | 32.6929 | 0.00025775 | 0.0054588
2017-093-0184.mrg | 2017-093-0184.sam | 300 | 25.099 | 25.0902 | 0.028812 | -0.0087872 | 32.6895 | 32.6854 | 0.00040608 | -0.0041313 | 32.6895 | 32.6921 | 0.00033224 | 0.0025864
2017-093-0184.mrg | 2017-093-0184.sam | 300 | 15.052 | 15.0626 | 0.03939 | 0.010583 | 32.7299 | 32.7394 | 0.0048033 | 0.0095215 | 32.7299 | 32.7426 | 0.0057877 | 0.012707
2017-093-0184.mrg | 2017-093-0184.sam | 293 | 5.431 | 5.4221 | 0.082489 | -0.0089321 | 32.6087 | 32.6093 | 0.0053812 | 0.00057602 | 32.6087 | 32.6112 | 0.0057971 | 0.0024757
2017-093-0189.mrg | 2017-093-0189.sam | 308 | 52.899 | 52.8765 | 0.092241 | -0.022488 | 32.9083 | 32.9109 | 0.00035857 | 0.0026436 | 32.9083 | 32.9178 | 0.00029543 | 0.009491
2017-093-0189.mrg | 2017-093-0189.sam | 328 | 49.452 | 49.4675 | 0.082995 | 0.015472 | 32.9122 | 32.9109 | 0.00023133 | -0.0013313 | 32.9122 | 32.9177 | 0.00026242 | 0.0055046
2017-093-0189.mrg | 2017-093-0189.sam | 320 | 34.842 | 34.8122 | 0.039435 | -0.029777 | 32.9124 | 32.9107 | 0.0002013 | -0.0016899 | 32.9124 | 32.9176 | 0.00024131 | 0.0051842
2017-093-0189.mrg | 2017-093-0189.sam | 303 | 25.179 | 25.1938 | 0.036806 | 0.01482 | 32.9015 | 32.8954 | 0.00036358 | -0.0061035 | 32.9015 | 32.9023 | 0.00069023 | 0.00078964
2017-093-0189.mrg | 2017-093-0189.sam | 310 | 15.166 | 15.1448 | 0.045417 | -0.021158 | 32.8916 | 32.8885 | 0.0025696 | -0.0030632 | 32.8916 | 32.8958 | 0.003045 | 0.0041962
2017-093-0189.mrg | 2017-093-0189.sam | 306 | 5.208 | 5.2327 | 0.06459 | 0.024683 | 32.8241 | 32.8079 | 0.002137 | -0.016231 | 32.8241 | 32.8154 | 0.0038738 | -0.0087128
2017-093-0194.mrg | 2017-093-0194.sam | 555 | 37.759 | 37.7136 | 0.077511 | -0.045384 | 32.1657 | 32.2107 | 0.00048265 | 0.045033 | 32.1657 | 32.2178 | 0.0004341 | 0.052109
2017-093-0194.mrg | 2017-093-0194.sam | 314 | 34.432 | 34.4657 | 0.058962 | 0.033684 | 32.2092 | 32.2106 | 0.00059784 | 0.0014153 | 32.2092 | 32.2176 | 0.00027863 | 0.0083504
2017-093-0194.mrg | 2017-093-0194.sam | 311 | 24.938 | 24.9052 | 0.046094 | -0.032795 | 32.1897 | 32.1879 | 0.0020186 | -0.0018501 | 32.1897 | 32.1962 | 0.0021927 | 0.0065422
2017-093-0194.mrg | 2017-093-0194.sam | 306 | 15.236 | 15.2438 | 0.045573 | 0.0078297 | 31.9048 | 31.8815 | 0.0017863 | -0.02327 | 31.9048 | 31.8884 | 0.001078 | -0.016396
2017-093-0194.mrg | 2017-093-0194.sam | 384 | 4.903 | 4.829 | 0.099409 | -0.073984 | 31.831 | 31.8894 | 0.00030591 | 0.058428 | 31.831 | 31.8964 | 0.00026224 | 0.065447
2017-093-0200.mrg | 2017-093-0200.sam | 309 | 38.495 | 38.5146 | 0.089223 | 0.0196 | 32.1265 | 32.1829 | 0.00060057 | 0.056423 | 32.1265 | 32.1899 | 0.00041049 | 0.063408
2017-093-0200.mrg | 2017-093-0200.sam | 301 | 34.441 | 34.4357 | 0.054348 | -0.0052757 | 32.1791 | 32.1829 | 0.00046464 | 0.0038033 | 32.1791 | 32.1899 | 0.00046357 | 0.010803
2017-093-0200.mrg | 2017-093-0200.sam | 327 | 24.582 | 24.5788 | 0.029795 | -0.0031757 | 32.1722 | 32.1807 | 0.0027434 | 0.008503 | 32.1722 | 32.1877 | 0.0058246 | 0.015492
2017-093-0200.mrg | 2017-093-0200.sam | 302 | 15.163 | 15.1608 | 0.056534 | -0.002202 | 31.9661 | 31.955 | 0.0010985 | -0.011072 | 31.9661 | 31.9621 | 0.0011438 | -0.0039768
2017-093-0200.mrg | 2017-093-0200.sam | 295 | 5.207 | 5.3506 | 0.10017 | 0.1436 | 31.8205 | 31.7827 | 0.0013261 | -0.037838 | 31.8205 | 31.789 | 0.00075569 | -0.031502
2017-093-0207.mrg | 2017-093-0207.sam | 610 | 40.561 | 40.2916 | 0.35941 | -0.26937 | 32.1791 | 32.1811 | 0.0061283 | 0.0019875 | 32.1791 | 32.188 | 0.0059423 | 0.0089149
2017-093-0207.mrg | 2017-093-0207.sam | 402 | 35.124 | 35.115 | 0.040943 | -0.0089722 | 32.1348 | 32.1298 | 0.00036917 | -0.0050278 | 32.1348 | 32.1367 | 0.00032135 | 0.0019112
2017-093-0207.mrg | 2017-093-0207.sam | 594 | 24.982 | 24.9891 | 0.043953 | 0.0071354 | 31.9937 | 31.9681 | 0.0018364 | -0.025608 | 31.9937 | 31.9743 | 0.0020825 | -0.019424
2017-093-0207.mrg | 2017-093-0207.sam | 636 | 15.089 | 15.0963 | 0.049586 | 0.0072899 | 31.8719 | 31.8493 | 0.0018722 | -0.022552 | 31.8719 | 31.8572 | 0.0016053 | -0.014702
2017-093-0207.mrg | 2017-093-0207.sam | 643 | 5.301 | 5.343 | 0.060172 | 0.042018 | 31.7338 | 31.7199 | 0.009605 | -0.013924 | 31.7338 | 31.7264 | 0.010271 | -0.0074482
2017-093-0213.mrg | 2017-093-0213.sam | 312 | 40.321 | 40.2787 | 0.065294 | -0.042271 | 32.3449 | 32.5513 | 0.002242 | 0.20645 | 32.3449 | 32.5578 | 0.0015435 | 0.2129
2017-093-0213.mrg | 2017-093-0213.sam | 312 | 34.887 | 34.9329 | 0.051513 | 0.045921 | 32.3807 | 32.1479 | 0.0061395 | -0.2328 | 32.3807 | 32.1563 | 0.0080049 | -0.22441
2017-093-0213.mrg | 2017-093-0213.sam | 307 | 25.339 | 25.3135 | 0.04679 | -0.025469 | 32.0791 | 32.0412 | 0.015643 | -0.037918 | 32.0791 | 32.0577 | 0.0082251 | -0.021416
2017-093-0213.mrg | 2017-093-0213.sam | 289 | 15.324 | 15.3313 | 0.054731 | 0.007307 | 31.9991 | 31.9989 | 0.003277 | -0.00021172 | 31.9991 | 32.0077 | 0.002271 | 0.0086327
2017-093-0213.mrg | 2017-093-0213.sam | 291 | 4.997 | 5.0189 | 0.059972 | 0.021859 | 31.9651 | 31.9644 | 0.0022664 | -0.00067902 | 31.9651 | 31.9694 | 0.0052484 | 0.0042591
2017-093-0219.mrg | 2017-093-0219.sam | 294 | 41.577 | 41.5878 | 0.034547 | 0.010784 | 32.5174 | 32.5711 | 0.00068867 | 0.053738 | 32.5174 | 32.5779 | 0.00085981 | 0.060451
2017-093-0219.mrg | 2017-093-0219.sam | 289 | 34.829 | 34.8385 | 0.033287 | 0.0095253 | 32.5693 | 32.5701 | 0.0002499 | 0.0008316 | 32.5693 | 32.5772 | 0.0002423 | 0.0079231
2017-093-0219.mrg | 2017-093-0219.sam | 301 | 25.037 | 24.9902 | 0.044369 | -0.046844 | 32.4349 | 32.4774 | 0.0040364 | 0.042477 | 32.4349 | 32.4849 | 0.0043239 | 0.049973
2017-093-0219.mrg | 2017-093-0219.sam | 328 | 14.944 | 14.8973 | 0.048654 | -0.046735 | 32.0448 | 31.9671 | 0.021838 | -0.077709 | 32.0448 | 31.97 | 0.024505 | -0.074841
2017-093-0219.mrg | 2017-093-0219.sam | 301 | 5.24 | 5.2558 | 0.03116 | 0.015814 | 31.9551 | 31.9587 | 0.013706 | 0.0035915 | 31.9551 | 31.9644 | 0.01342 | 0.0093174
2017-093-0225.mrg | 2017-093-0225.sam | 345 | 40.479 | 40.4638 | 0.043781 | -0.015232 | 32.3796 | 32.3926 | 0.00055639 | 0.012951 | 32.3796 | 32.3999 | 0.00083087 | 0.020271
2017-093-0225.mrg | 2017-093-0225.sam | 299 | 34.876 | 34.9857 | 0.073882 | 0.10974 | 32.3927 | 32.3926 | 0.00029454 | -0.00013351 | 32.3927 | 32.3997 | 0.00028169 | 0.0069771
2017-093-0225.mrg | 2017-093-0225.sam | 306 | 25.036 | 25.0157 | 0.043402 | -0.020264 | 32.3942 | 32.393 | 0.00032081 | -0.0012093 | 32.3942 | 32.4001 | 0.00026431 | 0.005928
2017-093-0225.mrg | 2017-093-0225.sam | 302 | 14.83 | 14.8077 | 0.03808 | -0.022282 | 32.4832 | 32.4843 | 0.00072387 | 0.0011139 | 32.4832 | 32.4915 | 0.00062928 | 0.008316
2017-093-0225.mrg | 2017-093-0225.sam | 380 | 5.088 | 5.0678 | 0.057947 | -0.02021 | 32.2351 | 32.2091 | 0.0076055 | -0.026039 | 32.2351 | 32.2162 | 0.0091364 | -0.018864
2017-093-0230.mrg | 2017-093-0230.sam | 310 | 58.598 | 58.6094 | 0.035114 | 0.011383 | 32.0739 | 32.1168 | 0.00028792 | 0.042927 | 32.0739 | 32.1235 | 0.00054579 | 0.049591
2017-093-0230.mrg | 2017-093-0230.sam | 334 | 49.632 | 49.639 | 0.050248 | 0.0069809 | 31.9749 | 31.9752 | 0.00043542 | 0.00027084 | 31.9749 | 31.9818 | 0.00057751 | 0.0069084
2017-093-0230.mrg | 2017-093-0230.sam | 305 | 34.615 | 34.6874 | 0.068119 | 0.072372 | 31.8219 | 31.8057 | 0.0036909 | -0.016159 | 31.8219 | 31.8123 | 0.0028386 | -0.0096092
2017-093-0230.mrg | 2017-093-0230.sam | 299 | 24.978 | 24.9211 | 0.066889 | -0.056854 | 31.6923 | 31.6459 | 0.004702 | -0.046385 | 31.6923 | 31.6529 | 0.0052333 | -0.039402
2017-093-0230.mrg | 2017-093-0230.sam | 302 | 14.735 | 14.7591 | 0.055031 | 0.024133 | 31.1375 | 31.173 | 0.0044033 | 0.035536 | 31.1375 | 31.1804 | 0.004885 | 0.042858
2017-093-0230.mrg | 2017-093-0230.sam | 302 | 4.959 | 4.8919 | 0.08936 | -0.067053 | 30.4293 | 30.3903 | 0.020434 | -0.038961 | 30.4293 | 30.3996 | 0.023443 | -0.029676
2017-093-0235.mrg | 2017-093-0235.sam | 303 | 61.92 | 61.9161 | 0.09461 | -0.0039291 | 32.1383 | 32.1668 | 0.0013398 | 0.028511 | 32.1383 | 32.1734 | 0.0017762 | 0.035114
2017-093-0235.mrg | 2017-093-0235.sam | 300 | 49.239 | 49.0595 | 0.12987 | -0.17952 | 31.9635 | 31.9658 | 0.0016727 | 0.0023193 | 31.9635 | 31.9722 | 0.0017569 | 0.0086689
2017-093-0235.mrg | 2017-093-0235.sam | 297 | 34.137 | 34.1965 | 0.089658 | 0.059532 | 31.787 | 31.7757 | 0.0018403 | -0.011349 | 31.787 | 31.7834 | 0.0018747 | -0.0036106
2017-093-0235.mrg | 2017-093-0235.sam | 377 | 24.517 | 24.5029 | 0.039031 | -0.014088 | 31.6517 | 31.6552 | 0.001323 | 0.0034943 | 31.6517 | 31.662 | 0.0011666 | 0.010349
2017-093-0235.mrg | 2017-093-0235.sam | 300 | 15.651 | 15.6557 | 0.04705 | 0.0047302 | 31.3641 | 31.3419 | 0.004319 | -0.02219 | 31.3641 | 31.348 | 0.0050919 | -0.0161
2017-093-0235.mrg | 2017-093-0235.sam | 306 | 4.518 | 4.5381 | 0.050372 | 0.020154 | 30.31 | 30.2715 | 0.00089612 | -0.038528 | 30.31 | 30.2779 | 0.00079075 | -0.03212
2017-093-0240.mrg | 2017-093-0240.sam | 364 | 67.208 | 67.2266 | 0.094496 | 0.018593 | 32.2057 | 32.2057 | 0.00065401 | -3.4332e-05 | 32.2057 | 32.2124 | 0.00060747 | 0.0067101
2017-093-0240.mrg | 2017-093-0240.sam | 297 | 49.327 | 49.306 | 0.081821 | -0.021027 | 32.0552 | 32.047 | 0.0029641 | -0.0082169 | 32.0552 | 32.0542 | 0.0019604 | -0.0010071
2017-093-0240.mrg | 2017-093-0240.sam | 305 | 35.503 | 35.6236 | 0.094071 | 0.12064 | 31.9273 | 31.9103 | 0.002718 | -0.016951 | 31.9273 | 31.9174 | 0.0015981 | -0.0099182
2017-093-0240.mrg | 2017-093-0240.sam | 293 | 24.869 | 24.9507 | 0.062339 | 0.081738 | 31.6407 | 31.5776 | 0.0014058 | -0.063103 | 31.6407 | 31.5843 | 0.0011263 | -0.056423
2017-093-0240.mrg | 2017-093-0240.sam | 300 | 14.633 | 14.6015 | 0.041262 | -0.03154 | 31.2704 | 31.2038 | 0.019216 | -0.066643 | 31.2704 | 31.2054 | 0.016557 | -0.064959
2017-093-0240.mrg | 2017-093-0240.sam | 292 | 5.151 | 5.1387 | 0.030428 | -0.012353 | 30.4619 | 30.1777 | 0.0011195 | -0.28423 | 30.4619 | 30.1842 | 0.001338 | -0.27771
2017-093-0245.mrg | 2017-093-0245.sam | 561 | 79.453 | 79.4691 | 0.042631 | 0.016129 | 32.1872 | 32.1837 | 0.00038159 | -0.0034752 | 32.1872 | 32.1905 | 0.00041746 | 0.0032921
2017-093-0245.mrg | 2017-093-0245.sam | 308 | 50.603 | 50.603 | 0.032298 | -7.6294e-06 | 32.0393 | 32.0256 | 0.0025669 | -0.013691 | 32.0393 | 32.0305 | 0.0030725 | -0.0087776
2017-093-0245.mrg | 2017-093-0245.sam | 288 | 35.553 | 35.5322 | 0.038205 | -0.020786 | 31.8927 | 31.8658 | 0.0038225 | -0.026911 | 31.8927 | 31.8715 | 0.002148 | -0.021234
2017-093-0245.mrg | 2017-093-0245.sam | 302 | 24.836 | 24.8531 | 0.057154 | 0.017118 | 31.5511 | 31.4733 | 0.018826 | -0.07777 | 31.5511 | 31.4863 | 0.022176 | -0.064802
2017-093-0245.mrg | 2017-093-0245.sam | 297 | 14.724 | 14.6814 | 0.050499 | -0.04258 | 31.0186 | 30.942 | 0.014112 | -0.07657 | 31.0186 | 30.9456 | 0.01174 | -0.073021
2017-093-0245.mrg | 2017-093-0245.sam | 293 | 5.047 | 5.0209 | 0.038909 | -0.02615 | 30.5846 | 30.5603 | 0.0044205 | -0.024261 | 30.5846 | 30.5679 | 0.0057336 | -0.016706
2017-093-0251.mrg | 2017-093-0251.sam | 482 | 107.831 | 107.833 | 0.035844 | 0.0023651 | 32.1722 | 32.1706 | 0.0006695 | -0.0015526 | 32.1722 | 32.1768 | 0.00094968 | 0.0045624
2017-093-0251.mrg | 2017-093-0251.sam | 296 | 75.266 | 75.2703 | 0.041664 | 0.0042648 | 32.1631 | 32.1604 | 0.00043941 | -0.0027351 | 32.1631 | 32.16 | 0.022997 | -0.0030708
2017-093-0251.mrg | 2017-093-0251.sam | 332 | 50.14 | 50.1367 | 0.034491 | -0.0032883 | 31.9627 | 31.9613 | 0.0097558 | -0.0014439 | 31.9627 | 31.9599 | 0.0096565 | -0.0027695
2017-093-0251.mrg | 2017-093-0251.sam | 305 | 35.307 | 35.3061 | 0.046565 | -0.00086975 | 31.6704 | 31.6796 | 0.00896 | 0.0091553 | 31.6704 | 31.6838 | 0.0094404 | 0.013378
2017-093-0251.mrg | 2017-093-0251.sam | 358 | 24.896 | 24.8884 | 0.04387 | -0.0076065 | 31.5825 | 31.5246 | 0.0059539 | -0.057932 | 31.5825 | 31.5383 | 0.01035 | -0.044205
2017-093-0251.mrg | 2017-093-0251.sam | 306 | 14.712 | 14.6536 | 0.052556 | -0.058395 | 31.2883 | 31.2302 | 0.0051804 | -0.058138 | 31.2883 | 31.2321 | 0.0080238 | -0.056158
2017-093-0251.mrg | 2017-093-0251.sam | 306 | 5.216 | 5.1472 | 0.056294 | -0.068755 | 30.0288 | 29.9869 | 0.028187 | -0.041929 | 30.0288 | 30.0338 | 0.062302 | 0.0050411
2017-093-0256.mrg | 2017-093-0256.sam | 292 | 121.933 | 121.897 | 0.035741 | -0.035988 | 32.3315 | 32.3297 | 0.00025533 | -0.0018501 | 32.3315 | 32.3364 | 0.00026342 | 0.0049324
2017-093-0256.mrg | 2017-093-0256.sam | 305 | 100.005 | 99.9868 | 0.047315 | -0.018219 | 32.3346 | 32.3323 | 0.00067904 | -0.0022545 | 32.3346 | 32.3388 | 0.0008003 | 0.0042076
2017-093-0256.mrg | 2017-093-0256.sam | 305 | 74.47 | 74.472 | 0.037698 | 0.0020065 | 32.3365 | 32.3347 | 0.0013971 | -0.001812 | 32.3365 | 32.3419 | 0.00093405 | 0.0054169
2017-093-0256.mrg | 2017-093-0256.sam | 548 | 49.444 | 49.4519 | 0.033858 | 0.0079384 | 31.9925 | 31.9534 | 0.0010349 | -0.03908 | 31.9925 | 31.9601 | 0.0025014 | -0.032377
2017-093-0256.mrg | 2017-093-0256.sam | 305 | 34.775 | 34.7808 | 0.031506 | 0.0057488 | 31.8797 | 31.8616 | 0.00063054 | -0.018141 | 31.8797 | 31.8679 | 0.00070164 | -0.011827
2017-093-0256.mrg | 2017-093-0256.sam | 367 | 24.881 | 24.8776 | 0.028422 | -0.0034313 | 31.6993 | 31.6312 | 0.0067417 | -0.068132 | 31.6993 | 31.6374 | 0.0048452 | -0.061892
2017-093-0256.mrg | 2017-093-0256.sam | 574 | 14.867 | 14.8453 | 0.048231 | -0.021725 | 31.2632 | 31.1947 | 0.0038834 | -0.068514 | 31.2632 | 31.2011 | 0.0034032 | -0.062094
2017-093-0256.mrg | 2017-093-0256.sam | 603 | 4.771 | 4.7372 | 0.047205 | -0.033826 | 30.6944 | 30.6798 | 0.0048502 | -0.014641 | 30.6944 | 30.6909 | 0.0072025 | -0.0035248
2017-093-0262.mrg | 2017-093-0262.sam | 287 | 107.676 | 107.655 | 0.042244 | -0.020752 | 32.2412 | 32.2417 | 0.0029807 | 0.0004921 | 32.2412 | 32.2478 | 0.0036116 | 0.0066338
2017-093-0262.mrg | 2017-093-0262.sam | 297 | 100.742 | 100.744 | 0.039414 | 0.0023499 | 32.2372 | 32.2367 | 0.0016423 | -0.00048447 | 32.2372 | 32.2438 | 0.0017872 | 0.0066338
2017-093-0262.mrg | 2017-093-0262.sam | 303 | 75.655 | 75.6792 | 0.038622 | 0.024193 | 32.2142 | 32.211 | 0.00026178 | -0.0032463 | 32.2142 | 32.2181 | 0.00024413 | 0.0038757
2017-093-0262.mrg | 2017-093-0262.sam | 326 | 49.226 | 49.1977 | 0.040131 | -0.028328 | 32.2076 | 32.2054 | 0.0013466 | -0.0021629 | 32.2076 | 32.2126 | 0.0013646 | 0.0049972
2017-093-0262.mrg | 2017-093-0262.sam | 327 | 34.393 | 34.3632 | 0.035838 | -0.029785 | 32.2034 | 32.1988 | 0.00050089 | -0.0046234 | 32.2034 | 32.2061 | 0.00047731 | 0.002655
2017-093-0262.mrg | 2017-093-0262.sam | 305 | 25.522 | 25.5878 | 0.072805 | 0.065784 | 32.203 | 32.2014 | 0.00050725 | -0.0015945 | 32.203 | 32.2088 | 0.00031369 | 0.0057526
2017-093-0262.mrg | 2017-093-0262.sam | 294 | 15.802 | 15.8019 | 0.038361 | -0.00013637 | 31.6347 | 31.5442 | 0.0035654 | -0.090452 | 31.6347 | 31.5499 | 0.0044888 | -0.084776
2017-093-0262.mrg | 2017-093-0262.sam | 295 | 4.717 | 4.7696 | 0.071694 | 0.05262 | 31.1343 | 31.1877 | 0.032956 | 0.053385 | 31.1343 | 31.1921 | 0.036333 | 0.057768
2017-093-0267.mrg | 2017-093-0267.sam | 356 | 87.617 | 87.6266 | 0.037822 | 0.0095902 | 32.1796 | 32.1792 | 0.00030523 | -0.00040436 | 32.1796 | 32.1864 | 0.00033369 | 0.0068436
2017-093-0267.mrg | 2017-093-0267.sam | 325 | 75.1 | 75.1339 | 0.040453 | 0.033897 | 32.1815 | 32.18 | 0.00052185 | -0.001461 | 32.1815 | 32.1872 | 0.00095342 | 0.0056534
2017-093-0267.mrg | 2017-093-0267.sam | 304 | 50.403 | 50.4261 | 0.036289 | 0.023117 | 32.1663 | 32.1643 | 0.00057173 | -0.0020485 | 32.1663 | 32.1713 | 0.00051938 | 0.0049515
2017-093-0267.mrg | 2017-093-0267.sam | 308 | 34.68 | 34.6893 | 0.033457 | 0.0092964 | 32.1602 | 32.1552 | 0.00030079 | -0.0049744 | 32.1602 | 32.1626 | 0.00029981 | 0.0023537
2017-093-0267.mrg | 2017-093-0267.sam | 317 | 24.717 | 24.6938 | 0.030744 | -0.023153 | 32.1188 | 32.0945 | 0.00073452 | -0.024326 | 32.1188 | 32.1027 | 0.00076905 | -0.016132
2017-093-0267.mrg | 2017-093-0267.sam | 306 | 14.438 | 14.4345 | 0.030699 | -0.0034504 | 31.8006 | 31.8049 | 0.061573 | 0.0043411 | 31.8006 | 31.8059 | 0.077684 | 0.0053444
2017-093-0267.mrg | 2017-093-0267.sam | 291 | 4.752 | 4.7519 | 0.043858 | -6.1512e-05 | 31.5304 | 31.5237 | 0.0022547 | -0.0067196 | 31.5304 | 31.531 | 0.0019631 | 0.00055695
2017-093-0272.mrg | 2017-093-0272.sam | 307 | 52.2 | 52.2101 | 0.04187 | 0.010143 | 32.1545 | 32.1572 | 0.00081425 | 0.0026588 | 32.1545 | 32.1645 | 0.0008256 | 0.0099793
2017-093-0272.mrg | 2017-093-0272.sam | 297 | 34.679 | 34.6956 | 0.035665 | 0.016567 | 32.1528 | 32.1474 | 0.00030157 | -0.0054245 | 32.1528 | 32.1549 | 0.00033837 | 0.0020523
2017-093-0272.mrg | 2017-093-0272.sam | 341 | 24.607 | 24.6168 | 0.038133 | 0.0097561 | 32.1259 | 32.1174 | 0.00098442 | -0.0085449 | 32.1259 | 32.1247 | 0.00097565 | -0.0012398
2017-093-0272.mrg | 2017-093-0272.sam | 318 | 14.382 | 14.364 | 0.039161 | -0.017975 | 31.9215 | 31.9288 | 0.013022 | 0.0073376 | 31.9215 | 31.9404 | 0.013162 | 0.018873
2017-093-0272.mrg | 2017-093-0272.sam | 304 | 4.813 | 4.7779 | 0.050503 | -0.035129 | 31.8808 | 31.8793 | 0.0028347 | -0.0015411 | 31.8808 | 31.887 | 0.0094444 | 0.0061951
2017-093-0277.mrg | 2017-093-0277.sam | 295 | 42.486 | 42.4945 | 0.042737 | 0.0085487 | 31.8526 | 31.8738 | 0.00024499 | 0.021179 | 31.8526 | 31.8812 | 0.00025327 | 0.028641
2017-093-0277.mrg | 2017-093-0277.sam | 308 | 34.496 | 34.4122 | 0.063723 | -0.083763 | 31.7665 | 31.7264 | 0.00063764 | -0.040072 | 31.7665 | 31.7336 | 0.00057133 | -0.032883
2017-093-0277.mrg | 2017-093-0277.sam | 325 | 24.769 | 24.8386 | 0.054707 | 0.069647 | 31.5745 | 31.4522 | 0.008255 | -0.12226 | 31.5745 | 31.4576 | 0.0068519 | -0.11687
2017-093-0277.mrg | 2017-093-0277.sam | 317 | 14.851 | 14.8438 | 0.040578 | -0.0071697 | 31.3254 | 31.2494 | 0.0024197 | -0.075993 | 31.3254 | 31.2568 | 0.0023505 | -0.068625
2017-093-0277.mrg | 2017-093-0277.sam | 296 | 4.862 | 4.8845 | 0.044863 | 0.02252 | 31.2543 | 31.2428 | 0.00024711 | -0.01153 | 31.2543 | 31.25 | 0.00026305 | -0.0043259
Create Fit Sheet
Plot
Plot
Plot

## File List
Number of Files= |  | 57
Pair # | Primary File | Secondary File | First Row in Main | Last Row in Main | Comparison
1 | 2017-093-0003.mrg | 2017-093-0003.sam | 12 | 28 | 2017-093-0003.mrg & 2017-093-0003.sam
2 | 2017-093-0007.mrg | 2017-093-0007.sam | 30 | 46 | 2017-093-0007.mrg & 2017-093-0007.sam
3 | 2017-093-0010.mrg | 2017-093-0010.sam | 48 | 64 | 2017-093-0010.mrg & 2017-093-0010.sam
4 | 2017-093-0013.mrg | 2017-093-0013.sam | 66 | 82 | 2017-093-0013.mrg & 2017-093-0013.sam
5 | 2017-093-0016.mrg | 2017-093-0016.sam | 84 | 100 | 2017-093-0016.mrg & 2017-093-0016.sam
6 | 2017-093-0020.mrg | 2017-093-0020.sam | 102 | 118 | 2017-093-0020.mrg & 2017-093-0020.sam
7 | 2017-093-0023.mrg | 2017-093-0023.sam | 120 | 136 | 2017-093-0023.mrg & 2017-093-0023.sam
8 | 2017-093-0026.mrg | 2017-093-0026.sam | 138 | 154 | 2017-093-0026.mrg & 2017-093-0026.sam
9 | 2017-093-0031.mrg | 2017-093-0031.sam | 156 | 172 | 2017-093-0031.mrg & 2017-093-0031.sam
10 | 2017-093-0034.mrg | 2017-093-0034.sam | 174 | 190 | 2017-093-0034.mrg & 2017-093-0034.sam
11 | 2017-093-0037.mrg | 2017-093-0037.sam | 192 | 208 | 2017-093-0037.mrg & 2017-093-0037.sam
12 | 2017-093-0040.mrg | 2017-093-0040.sam | 210 | 215 | 2017-093-0040.mrg & 2017-093-0040.sam
13 | 2017-093-0045.mrg | 2017-093-0045.sam | 217 | 223 | 2017-093-0045.mrg & 2017-093-0045.sam
14 | 2017-093-0051.mrg | 2017-093-0051.sam | 225 | 230 | 2017-093-0051.mrg & 2017-093-0051.sam
15 | 2017-093-0058.mrg | 2017-093-0058.sam | 232 | 237 | 2017-093-0058.mrg & 2017-093-0058.sam
16 | 2017-093-0064.mrg | 2017-093-0064.sam | 239 | 244 | 2017-093-0064.mrg & 2017-093-0064.sam
17 | 2017-093-0071.mrg | 2017-093-0071.sam | 246 | 250 | 2017-093-0071.mrg & 2017-093-0071.sam
18 | 2017-093-0073.mrg | 2017-093-0073.sam | 252 | 256 | 2017-093-0073.mrg & 2017-093-0073.sam
19 | 2017-093-0080.mrg | 2017-093-0080.sam | 258 | 262 | 2017-093-0080.mrg & 2017-093-0080.sam
20 | 2017-093-0086.mrg | 2017-093-0086.sam | 264 | 268 | 2017-093-0086.mrg & 2017-093-0086.sam
21 | 2017-093-0092.mrg | 2017-093-0092.sam | 270 | 273 | 2017-093-0092.mrg & 2017-093-0092.sam
22 | 2017-093-0097.mrg | 2017-093-0097.sam | 275 | 279 | 2017-093-0097.mrg & 2017-093-0097.sam
23 | 2017-093-0103.mrg | 2017-093-0103.sam | 281 | 285 | 2017-093-0103.mrg & 2017-093-0103.sam
24 | 2017-093-0109.mrg | 2017-093-0109.sam | 287 | 291 | 2017-093-0109.mrg & 2017-093-0109.sam
25 | 2017-093-0115.mrg | 2017-093-0115.sam | 293 | 297 | 2017-093-0115.mrg & 2017-093-0115.sam
26 | 2017-093-0117.mrg | 2017-093-0117.sam | 299 | 303 | 2017-093-0117.mrg & 2017-093-0117.sam
27 | 2017-093-0119.mrg | 2017-093-0119.sam | 305 | 309 | 2017-093-0119.mrg & 2017-093-0119.sam
28 | 2017-093-0121.mrg | 2017-093-0121.sam | 311 | 314 | 2017-093-0121.mrg & 2017-093-0121.sam
29 | 2017-093-0126.mrg | 2017-093-0126.sam | 316 | 320 | 2017-093-0126.mrg & 2017-093-0126.sam
30 | 2017-093-0131.mrg | 2017-093-0131.sam | 322 | 326 | 2017-093-0131.mrg & 2017-093-0131.sam
31 | 2017-093-0136.mrg | 2017-093-0136.sam | 328 | 332 | 2017-093-0136.mrg & 2017-093-0136.sam
32 | 2017-093-0142.mrg | 2017-093-0142.sam | 334 | 337 | 2017-093-0142.mrg & 2017-093-0142.sam
33 | 2017-093-0147.mrg | 2017-093-0147.sam | 339 | 343 | 2017-093-0147.mrg & 2017-093-0147.sam
34 | 2017-093-0152.mrg | 2017-093-0152.sam | 345 | 349 | 2017-093-0152.mrg & 2017-093-0152.sam
35 | 2017-093-0157.mrg | 2017-093-0157.sam | 351 | 355 | 2017-093-0157.mrg & 2017-093-0157.sam
36 | 2017-093-0162.mrg | 2017-093-0162.sam | 357 | 361 | 2017-093-0162.mrg & 2017-093-0162.sam
37 | 2017-093-0168.mrg | 2017-093-0168.sam | 363 | 367 | 2017-093-0168.mrg & 2017-093-0168.sam
38 | 2017-093-0174.mrg | 2017-093-0174.sam | 369 | 373 | 2017-093-0174.mrg & 2017-093-0174.sam
39 | 2017-093-0179.mrg | 2017-093-0179.sam | 375 | 379 | 2017-093-0179.mrg & 2017-093-0179.sam
40 | 2017-093-0184.mrg | 2017-093-0184.sam | 381 | 385 | 2017-093-0184.mrg & 2017-093-0184.sam
41 | 2017-093-0189.mrg | 2017-093-0189.sam | 387 | 392 | 2017-093-0189.mrg & 2017-093-0189.sam
42 | 2017-093-0194.mrg | 2017-093-0194.sam | 394 | 398 | 2017-093-0194.mrg & 2017-093-0194.sam
43 | 2017-093-0200.mrg | 2017-093-0200.sam | 400 | 404 | 2017-093-0200.mrg & 2017-093-0200.sam
44 | 2017-093-0207.mrg | 2017-093-0207.sam | 406 | 410 | 2017-093-0207.mrg & 2017-093-0207.sam
45 | 2017-093-0213.mrg | 2017-093-0213.sam | 412 | 416 | 2017-093-0213.mrg & 2017-093-0213.sam
46 | 2017-093-0219.mrg | 2017-093-0219.sam | 418 | 422 | 2017-093-0219.mrg & 2017-093-0219.sam
47 | 2017-093-0225.mrg | 2017-093-0225.sam | 424 | 428 | 2017-093-0225.mrg & 2017-093-0225.sam
48 | 2017-093-0230.mrg | 2017-093-0230.sam | 430 | 435 | 2017-093-0230.mrg & 2017-093-0230.sam
49 | 2017-093-0235.mrg | 2017-093-0235.sam | 437 | 442 | 2017-093-0235.mrg & 2017-093-0235.sam
50 | 2017-093-0240.mrg | 2017-093-0240.sam | 444 | 449 | 2017-093-0240.mrg & 2017-093-0240.sam
51 | 2017-093-0245.mrg | 2017-093-0245.sam | 451 | 456 | 2017-093-0245.mrg & 2017-093-0245.sam
52 | 2017-093-0251.mrg | 2017-093-0251.sam | 458 | 464 | 2017-093-0251.mrg & 2017-093-0251.sam
53 | 2017-093-0256.mrg | 2017-093-0256.sam | 466 | 473 | 2017-093-0256.mrg & 2017-093-0256.sam
54 | 2017-093-0262.mrg | 2017-093-0262.sam | 475 | 482 | 2017-093-0262.mrg & 2017-093-0262.sam
55 | 2017-093-0267.mrg | 2017-093-0267.sam | 484 | 490 | 2017-093-0267.mrg & 2017-093-0267.sam
56 | 2017-093-0272.mrg | 2017-093-0272.sam | 492 | 496 | 2017-093-0272.mrg & 2017-093-0272.sam
57 | 2017-093-0277.mrg | 2017-093-0277.sam | 498 | 502 | 2017-093-0277.mrg & 2017-093-0277.sam

## Fit Index
Index to Fit Worksheets
Fit# | Description | Versus | Number of File Pairs
1 | (Sal0 - Sal_Bot) | Press* | 57
2 | (Sal1 - Sal_Bot) | Press* | 57
3 | (Sal0 - Sal_Bot) | File Pair # | 57
4 | (Sal1 - Sal_Bot) | File Pair # | 57

## Fit_1
Calculation of Linear Least Squares Fit For
(Sal0 - Sal_Bot)
1
Fit Equation: Diff = m * Prop + b
where: Diff =Diff (Sal0 - Sal_Bot), Prop=Press*
Coefficients |  |  |  | Error Estimates |  |  |  | Regression Line Limits
| Value | Std Err. |  | Coeff of Determination |  | 0.0058738 |  | X | CALC Y
m= | -1.0445e-06 | 2.4405e-06 |  | Std Dev of Resid |  | 0.0028646 |  | 498.377 | -0.00045052
b= | 7.0028e-05 | 0.0018979 |  | Resid Sum of Squares |  | 0.00025438 |  | 1001.74 | -0.00097627
# of Values Extracted = |  |  | 435
# of Values Used in Fit = |  |  | 33
File | Use | Press* | Sal0 | Sal0 | Diff (Sal0 - Sal_Bot) |  |  |  | Fit vs. | Press*
Pair # | in Fit? | Average | Average | Std Dev | Measured | Fit | Resid |  | X | Y
1 | YES | 1000.59 | 34.3719 | 0.00027823 | 0.0019035 | -0.00097507 | -0.0028786 |  | 1000.59 | 0.0019035 |  |  | 498.377 | -0.00056076
1 | YES | 750.062 | 34.2607 | 0.00025643 | 0.0011635 | -0.0007134 | -0.0018769 |  | 750.062 | 0.0011635 |  |  | 499.457 | 5.722e-05
1 | YES | 499.725 | 34.0898 | 0.000259 | 0.00099182 | -0.00045193 | -0.0014437 |  | 499.725 | 0.00099182 |  |  | 499.725 | 0.00099182
1 | NO | 350.334 | 33.9865 | 0.000254 | 0.00097275 | -0.00029589 | -0.0012686 |  | 1001.09 | -0.0079804 |  |  | 500.085 | 0.00045776
1 | NO | 250.617 | 33.9517 | 0.00048739 | 0.0021591 | -0.00019174 | -0.0023509 |  | 751.657 | -0.0032883 |  |  | 500.121 | 0.0018997
1 | NO | 225.572 | 33.9356 | 0.00024084 | 0.0010834 | -0.00016558 | -0.0012489 |  | 500.121 | 0.0018997 |  |  | 500.242 | 0.0012245
1 | NO | 200.388 | 33.9239 | 0.00022504 | -0.003479 | -0.00013927 | 0.0033397 |  | 1001.02 | -0.0015602 |  |  | 500.409 | -0.0073051
1 | NO | 175.837 | 33.8803 | 0.00073666 | -0.0029373 | -0.00011363 | 0.0028237 |  | 750.625 | -0.0020752 |  |  | 500.454 | -0.00077438
1 | NO | 150.077 | 33.8306 | 0.00078477 | 0.0081558 | -8.6724e-05 | -0.0082425 |  | 500.409 | -0.0073051 |  |  | 500.538 | 0.00037384
1 | NO | 124.933 | 33.7193 | 0.0052134 | -0.0075073 | -6.0462e-05 | 0.0074469 |  | 999.988 | 6.485e-05 |  |  | 500.654 | -2.2888e-05
1 | NO | 99.7627 | 33.4654 | 0.0070622 | 0.026871 | -3.4172e-05 | -0.026905 |  | 750.823 | 0.00086975 |  |  | 500.996 | 3.0518e-05
1 | NO | 74.4629 | 32.8051 | 0.0026631 | 0.0024147 | -7.7469e-06 | -0.0024224 |  | 500.538 | 0.00037384 |  |  | 748.037 | 0.0012474
1 | NO | 49.4325 | 32.3142 | 0.0053642 | 0.021587 | 1.8397e-05 | -0.021569 |  | 1001.61 | -0.00064087 |  |  | 749.029 | -0.00027847
1 | NO | 35.579 | 31.9002 | 0.0015706 | 0.004446 | 3.2867e-05 | -0.0044132 |  | 750.354 | 0.001358 |  |  | 750.062 | 0.0011635
1 | NO | 25.9498 | 31.5897 | 0.0042549 | -0.029541 | 4.2924e-05 | 0.029584 |  | 500.085 | 0.00045776 |  |  | 750.354 | 0.001358
1 | NO | 14.4729 | 31.4859 | 0.00091644 | -0.0032425 | 5.4912e-05 | 0.0032974 |  | 1000.79 | 0.00082779 |  |  | 750.609 | -0.0048294
1 | NO | 4.9697 | 31.4825 | 0.00039412 | 0.00093269 | 6.4838e-05 | -0.00086786 |  | 750.609 | -0.0048294 |  |  | 750.625 | -0.0020752
2 | YES | 1001.09 | 34.3829 | 0.00025379 | -0.0079804 | -0.00097559 | 0.0070048 |  | 500.654 | -2.2888e-05 |  |  | 750.7 | -0.0041771
2 | YES | 751.657 | 34.2671 | 0.00031323 | -0.0032883 | -0.00071506 | 0.0025732 |  | 1001.74 | 0.0021973 |  |  | 750.823 | 0.00086975
2 | YES | 500.121 | 34.0821 | 0.00025687 | 0.0018997 | -0.00045234 | -0.0023521 |  | 750.7 | -0.0041771 |  |  | 750.907 | 0.00068283
2 | NO | 349.915 | 33.9482 | 0.00027913 | -0.0046692 | -0.00029545 | 0.0043737 |  | 500.454 | -0.00077438 |  |  | 751.15 | -0.0011749
2 | NO | 249.585 | 33.9276 | 0.00056791 | -0.0018578 | -0.00019066 | 0.0016671 |  | 1001.19 | 0.0022354 |  |  | 751.657 | -0.0032883 | -0.00095472
2 | NO | 225.257 | 33.9176 | 0.00024335 | -0.0012245 | -0.00016525 | 0.0010593 |  | 750.907 | 0.00068283 |  |  | 997.432 | -0.0081329
2 | NO | 200.139 | 33.901 | 0.00045675 | -0.010887 | -0.00013901 | 0.010748 |  | 500.242 | 0.0012245 |  |  | 999.467 | 0.0013046
2 | NO | 175.647 | 33.8653 | 0.00055536 | -0.0055504 | -0.00011343 | 0.0054369 |  | 1001.51 | 0.00035858 |  |  | 999.988 | 6.485e-05
2 | NO | 149.192 | 33.8394 | 0.00070902 | -0.011707 | -8.58e-05 | 0.011621 |  | 751.15 | -0.0011749 |  |  | 1000.59 | 0.0019035
2 | NO | 124.397 | 33.6113 | 0.0028086 | 0.0092735 | -5.9902e-05 | -0.0093334 |  | 499.457 | 5.722e-05 |  |  | 1000.79 | 0.00082779
2 | NO | 99.7287 | 33.1346 | 0.007079 | 0.0036926 | -3.4137e-05 | -0.0037268 |  | 999.467 | 0.0013046 |  |  | 1001.02 | -0.0015602
2 | NO | 74.6182 | 32.6378 | 0.00056329 | 0.0065002 | -7.9091e-06 | -0.0065081 |  | 749.029 | -0.00027847 |  |  | 1001.09 | -0.0079804
2 | NO | 49.7332 | 32.1125 | 0.0029474 | -0.0087929 | 1.8083e-05 | 0.008811 |  | 498.377 | -0.00056076 |  |  | 1001.19 | 0.0022354
2 | NO | 35.4725 | 31.8828 | 0.0029346 | 0.0015411 | 3.2978e-05 | -0.0015082 |  | 997.432 | -0.0081329 |  |  | 1001.51 | 0.00035858
2 | NO | 24.8734 | 31.697 | 0.0049047 | 0.011766 | 4.4048e-05 | -0.011722 |  | 748.037 | 0.0012474 |  |  | 1001.61 | -0.00064087
2 | NO | 15.0479 | 31.2455 | 0.005605 | 0.0016041 | 5.4311e-05 | -0.0015498 |  | 500.996 | 3.0518e-05 | -0.0007137 | 0.0028278 | 1001.74 | 0.0021973 | -0.00085657
2 | NO | 4.7855 | 31.207 | 0.00051717 | 0.0004158 | 6.503e-05 | -0.00035077
3 | YES | 1001.02 | 34.3456 | 0.00024349 | -0.0015602 | -0.00097552 | 0.00058469
3 | YES | 750.625 | 34.2536 | 0.00032819 | -0.0020752 | -0.00071399 | 0.0013612
3 | YES | 500.409 | 34.0589 | 0.00030777 | -0.0073051 | -0.00045264 | 0.0068525
3 | NO | 350.6 | 33.9386 | 0.001424 | 0.0082741 | -0.00029617 | -0.0085702
3 | NO | 250.574 | 33.9189 | 0.00021609 | -0.0021095 | -0.00019169 | 0.0019178
3 | NO | 225.908 | 33.9097 | 0.0014108 | -0.0067673 | -0.00016593 | 0.0066013
3 | NO | 200.858 | 33.8702 | 0.0012118 | -0.0012894 | -0.00013976 | 0.0011496
3 | NO | 176.265 | 33.8005 | 0.00028906 | -0.0029793 | -0.00011408 | 0.0028652
3 | NO | 150.487 | 33.6886 | 0.0006244 | -0.0055695 | -8.7153e-05 | 0.0054823
3 | NO | 124.836 | 33.5094 | 0.0012046 | -0.016045 | -6.0361e-05 | 0.015984
3 | NO | 99.5585 | 33.1354 | 0.01591 | -0.0063705 | -3.3959e-05 | 0.0063366
3 | NO | 75.6987 | 32.6511 | 0.0028808 | -0.030861 | -9.0376e-06 | 0.030852
3 | NO | 49.4546 | 32.311 | 0.0021466 | -0.014313 | 1.8374e-05 | 0.014331
3 | NO | 35.576 | 32.1521 | 0.0028828 | -0.0087929 | 3.287e-05 | 0.0088257
3 | NO | 24.767 | 32.1329 | 0.0024189 | 0.0054054 | 4.416e-05 | -0.0053613
3 | NO | 15.0652 | 32.0258 | 0.00021013 | -0.00039673 | 5.4293e-05 | 0.00045102
3 | NO | 4.3645 | 31.9834 | 0.0057153 | -0.0032883 | 6.547e-05 | 0.0033537 |  |  |  | -0.0007137 | 0.0028278
4 | YES | 999.988 | 34.3649 | 0.00024608 | 6.485e-05 | -0.00097444 | -0.0010393
4 | YES | 750.823 | 34.2619 | 0.0002157 | 0.00086975 | -0.00071419 | -0.0015839
4 | YES | 500.538 | 34.0801 | 0.00020042 | 0.00037384 | -0.00045277 | -0.00082661
4 | NO | 350.787 | 33.9268 | 0.00027381 | 0.00084686 | -0.00029636 | -0.0011432
4 | NO | 250.176 | 33.8564 | 0.0002328 | -0.0027771 | -0.00019128 | 0.0025858
4 | NO | 225.923 | 33.849 | 0.00028205 | -0.0020332 | -0.00016594 | 0.0018673
4 | NO | 201.424 | 33.838 | 0.00023666 | 0.00043106 | -0.00014036 | -0.00057142
4 | NO | 175.603 | 33.8287 | 0.00025675 | -0.0059242 | -0.00011339 | 0.0058108
4 | NO | 150.442 | 33.8085 | 0.00044478 | 7.6294e-06 | -8.7106e-05 | -9.4735e-05
4 | NO | 125.304 | 33.704 | 0.0014562 | -0.0086784 | -6.0849e-05 | 0.0086176
4 | NO | 100.017 | 33.4072 | 0.0062853 | 0.021298 | -3.4438e-05 | -0.021332
4 | NO | 74.7294 | 32.9132 | 0.002837 | -0.0054321 | -8.0252e-06 | 0.0054241
4 | NO | 49.6921 | 32.7374 | 0.00090676 | -0.0051422 | 1.8126e-05 | 0.0051603
4 | NO | 34.882 | 32.6767 | 0.00082762 | -0.0017929 | 3.3595e-05 | 0.0018265
4 | NO | 24.9119 | 32.6154 | 0.0017808 | -0.0067291 | 4.4008e-05 | 0.0067731
4 | NO | 15.1659 | 32.6127 | 0.00023209 | -0.003521 | 5.4188e-05 | 0.0035752
4 | NO | 5.1142 | 32.6129 | 0.00020463 | -0.011349 | 6.4687e-05 | 0.011413
5 | YES | 1001.61 | 34.353 | 0.00024758 | -0.00064087 | -0.00097614 | -0.00033527
5 | YES | 750.354 | 34.245 | 0.00023691 | 0.001358 | -0.0007137 | -0.0020717
5 | YES | 500.085 | 34.0643 | 0.00024167 | 0.00045776 | -0.0004523 | -0.00091007
5 | NO | 350.22 | 33.9455 | 0.00023631 | 0.00049591 | -0.00029577 | -0.00079168
5 | NO | 250.511 | 33.8481 | 0.00022311 | -0.017757 | -0.00019163 | 0.017566
5 | NO | 225.626 | 33.8231 | 0.00037478 | -0.0018845 | -0.00016563 | 0.0017188
5 | NO | 201.219 | 33.818 | 0.000398 | -0.00018692 | -0.00014014 | 4.6779e-05
5 | NO | 175.013 | 33.8128 | 0.00034195 | -0.0017128 | -0.00011277 | 0.0016
5 | NO | 150.291 | 33.7934 | 0.00066714 | -0.0029945 | -8.6948e-05 | 0.0029076
5 | NO | 124.953 | 33.642 | 0.0011738 | -0.0011978 | -6.0483e-05 | 0.0011373
5 | NO | 99.7486 | 32.9063 | 0.0010201 | -0.011799 | -3.4157e-05 | 0.011765
5 | NO | 74.3734 | 32.7797 | 0.00065593 | 0.00014496 | -7.6534e-06 | -0.00015261
5 | NO | 49.6443 | 32.7372 | 0.00030952 | -0.0019455 | 1.8176e-05 | 0.0019637
5 | NO | 35.6996 | 32.6644 | 0.0016626 | -0.011036 | 3.2741e-05 | 0.011069
5 | NO | 24.8459 | 32.6618 | 0.0003946 | -0.0016098 | 4.4077e-05 | 0.0016539
5 | NO | 15.0377 | 32.6643 | 0.00032275 | -0.0078621 | 5.4322e-05 | 0.0079164
5 | NO | 4.9366 | 32.6644 | 0.00035791 | -0.0030403 | 6.4872e-05 | 0.0031052
6 | YES | 1000.79 | 34.3668 | 0.00024546 | 0.00082779 | -0.00097528 | -0.0018031
6 | YES | 750.609 | 34.2567 | 0.00031238 | -0.0048294 | -0.00071397 | 0.0041154
6 | YES | 500.654 | 34.0747 | 0.00025484 | -2.2888e-05 | -0.0004529 | -0.00043001
6 | NO | 349.701 | 33.94 | 0.00041417 | 0.001297 | -0.00029523 | -0.0015922
6 | NO | 250.393 | 33.8563 | 0.00022877 | -0.0027199 | -0.0001915 | 0.0025284
6 | NO | 226.122 | 33.8346 | 0.00062221 | 0.0017776 | -0.00016615 | -0.0019438
6 | NO | 200.023 | 33.7926 | 0.0002097 | 0.00039673 | -0.00013889 | -0.00053562
6 | NO | 174.96 | 33.7467 | 0.00047795 | -0.0003128 | -0.00011271 | 0.00020009
6 | NO | 150.191 | 33.6427 | 0.00031033 | -0.0055504 | -8.6844e-05 | 0.0054635
6 | NO | 124.569 | 33.3058 | 0.009763 | 0.039906 | -6.0082e-05 | -0.039966
6 | NO | 100.045 | 32.8433 | 0.00047555 | -0.0041351 | -3.4467e-05 | 0.0041007
6 | NO | 74.6854 | 32.7307 | 0.0014348 | 0.00046158 | -7.9793e-06 | -0.00046956
6 | NO | 49.9539 | 32.6532 | 0.0010763 | -0.0025864 | 1.7852e-05 | 0.0026042
6 | NO | 35.8857 | 32.5741 | 0.0018327 | 8.0109e-05 | 3.2546e-05 | -4.7562e-05
6 | NO | 24.9841 | 32.4795 | 0.0003438 | -0.0029602 | 4.3933e-05 | 0.0030041
6 | NO | 15.0446 | 32.4793 | 0.0002084 | 0.00071335 | 5.4314e-05 | -0.00065903
6 | NO | 4.9564 | 32.4792 | 0.0001944 | 0.00054169 | 6.4851e-05 | -0.00047684
7 | YES | 1001.74 | 34.3756 | 0.00022665 | 0.0021973 | -0.00097627 | -0.0031735
7 | YES | 750.7 | 34.2843 | 0.00023336 | -0.0041771 | -0.00071406 | 0.003463
7 | YES | 500.454 | 34.1211 | 0.00023266 | -0.00077438 | -0.00045269 | 0.0003217
7 | NO | 350.625 | 33.9988 | 0.00023675 | 0.001255 | -0.00029619 | -0.0015512
7 | NO | 250.641 | 33.8743 | 0.00027644 | 0.00013733 | -0.00019176 | -0.00032909
7 | NO | 224.466 | 33.8425 | 0.00066204 | -0.0018005 | -0.00016442 | 0.0016361
7 | NO | 199.826 | 33.8104 | 0.00059212 | 0.00072479 | -0.00013869 | -0.00086348
7 | NO | 174.976 | 33.7876 | 0.00064691 | 0.0013123 | -0.00011273 | -0.001425
7 | NO | 150.193 | 33.7417 | 0.0029034 | -0.0014381 | -8.6846e-05 | 0.0013513
7 | NO | 125.365 | 33.4647 | 0.0011856 | -0.031246 | -6.0913e-05 | 0.031185
7 | NO | 99.6347 | 32.9014 | 0.00067734 | -0.020512 | -3.4038e-05 | 0.020478
7 | NO | 74.7357 | 32.8056 | 0.00061904 | -0.00074005 | -8.0318e-06 | 0.00073202
7 | NO | 49.6429 | 32.775 | 0.00026723 | -0.0038528 | 1.8177e-05 | 0.003871
7 | NO | 35.905 | 32.6598 | 0.0022761 | -0.021892 | 3.2526e-05 | 0.021925
7 | NO | 25.1405 | 32.5882 | 0.00059337 | -0.025871 | 4.377e-05 | 0.025915
7 | NO | 15.1779 | 32.5965 | 0.0009039 | 1.9073e-05 | 5.4175e-05 | 3.5102e-05
7 | NO | 5.3066 | 32.5938 | 0.0012852 | -0.0018654 | 6.4486e-05 | 0.0019299
8 | YES | 1001.19 | 34.3901 | 0.00022754 | 0.0022354 | -0.0009757 | -0.0032111
8 | YES | 750.907 | 34.3064 | 0.00022664 | 0.00068283 | -0.00071428 | -0.0013971
8 | YES | 500.242 | 34.1738 | 0.00025105 | 0.0012245 | -0.00045247 | -0.001677
8 | NO | 349.94 | 34.0405 | 0.00021836 | 0.00035477 | -0.00029548 | -0.00065024
8 | NO | 251.004 | 33.9277 | 0.00048032 | -0.0027542 | -0.00019214 | 0.0025621
8 | NO | 224.153 | 33.8954 | 0.00035422 | -0.0013351 | -0.0001641 | 0.001171
8 | NO | 200.072 | 33.8636 | 0.0002342 | 0.0018349 | -0.00013894 | -0.0019738
8 | NO | 175.544 | 33.8195 | 0.00023234 | -0.0015221 | -0.00011332 | 0.0014087
8 | NO | 150.634 | 33.7657 | 0.0003168 | -0.003006 | -8.7306e-05 | 0.0029187
8 | NO | 125.208 | 33.6862 | 0.00033694 | -0.00089264 | -6.0749e-05 | 0.00083189
8 | NO | 100.292 | 33.3888 | 0.01561 | 0.019917 | -3.4725e-05 | -0.019951
8 | NO | 75.1353 | 32.9258 | 0.00062654 | -0.013721 | -8.4492e-06 | 0.013713
8 | NO | 49.9851 | 32.8214 | 0.00059454 | -0.00042343 | 1.782e-05 | 0.00044125
8 | NO | 35.1571 | 32.7714 | 0.008132 | -0.0039825 | 3.3307e-05 | 0.0040158
8 | NO | 25.2653 | 32.6273 | 0.019447 | -0.032227 | 4.3639e-05 | 0.03227
8 | NO | 15.2911 | 32.5889 | 0.0020029 | -0.0048561 | 5.4057e-05 | 0.0049102
8 | NO | 5.1977 | 32.5865 | 0.0010394 | -0.00067139 | 6.4599e-05 | 0.00073599
9 | YES | 1001.51 | 34.4084 | 0.00023473 | 0.00035858 | -0.00097603 | -0.0013346
9 | YES | 751.15 | 34.3201 | 0.00022617 | -0.0011749 | -0.00071453 | 0.0004604
9 | YES | 499.457 | 34.2048 | 0.00029096 | 5.722e-05 | -0.00045165 | -0.00050887
9 | NO | 349.53 | 34.1023 | 0.0004062 | -0.0017586 | -0.00029505 | 0.0014635
9 | NO | 249.883 | 34.0038 | 0.00023142 | -0.0011597 | -0.00019097 | 0.0009687
9 | NO | 225.237 | 33.9721 | 0.00039995 | -0.0039749 | -0.00016523 | 0.0038097
9 | NO | 199.997 | 33.9351 | 0.00022395 | -0.0017013 | -0.00013887 | 0.0015625
9 | NO | 175.193 | 33.8927 | 0.00046555 | 0.0007019 | -0.00011296 | -0.00081486
9 | NO | 150.589 | 33.8456 | 0.00063035 | -0.004261 | -8.7259e-05 | 0.0041738
9 | NO | 125.328 | 33.7483 | 0.0055033 | -0.013988 | -6.0875e-05 | 0.013928
9 | NO | 100.085 | 33.4243 | 0.0057345 | -0.018131 | -3.4509e-05 | 0.018097
9 | NO | 74.444 | 32.9427 | 0.00083255 | -0.0082931 | -7.7271e-06 | 0.0082854
9 | NO | 49.2383 | 32.8771 | 0.00053268 | -4.9591e-05 | 1.86e-05 | 6.8191e-05
9 | NO | 34.5598 | 32.8131 | 0.0094537 | 0.0035248 | 3.3931e-05 | -0.0034908
9 | NO | 25.4858 | 32.6636 | 0.0059755 | -0.01981 | 4.3409e-05 | 0.019853
9 | NO | 14.9632 | 32.6138 | 0.00096961 | -0.0060463 | 5.44e-05 | 0.0061007
9 | NO | 5.3049 | 32.6159 | 0.0015252 | -0.0016251 | 6.4487e-05 | 0.0016895
10 | YES | 999.467 | 34.3959 | 0.00024026 | 0.0013046 | -0.0009739 | -0.0022785
10 | YES | 749.029 | 34.3123 | 0.00025688 | -0.00027847 | -0.00071232 | -0.00043385
10 | YES | 498.377 | 34.1735 | 0.00024752 | -0.00056076 | -0.00045052 | 0.00011024
10 | NO | 350.22 | 34.0591 | 0.00025796 | 0.00037384 | -0.00029577 | -0.00066961
10 | NO | 250.899 | 33.9377 | 0.00028016 | 0.00047302 | -0.00019203 | -0.00066505
10 | NO | 225.601 | 33.883 | 0.00053103 | -0.0022392 | -0.00016561 | 0.0020736
10 | NO | 200.919 | 33.8507 | 0.00040162 | -0.001133 | -0.00013983 | 0.00099314
10 | NO | 175.301 | 33.812 | 0.00041941 | -0.0033302 | -0.00011307 | 0.0032172
10 | NO | 150.199 | 33.8015 | 0.00029796 | -0.00030899 | -8.6852e-05 | 0.00022214
10 | NO | 124.803 | 33.7447 | 0.00086835 | -0.0051269 | -6.0326e-05 | 0.0050666
10 | NO | 99.3815 | 33.4481 | 0.0028813 | -0.022709 | -3.3774e-05 | 0.022675
10 | NO | 73.6946 | 32.9313 | 0.00064562 | -0.0079804 | -6.9444e-06 | 0.0079734
10 | NO | 49.2522 | 32.6502 | 0.00036457 | -0.00051117 | 1.8585e-05 | 0.00052975
10 | NO | 35.3536 | 32.5963 | 0.0022049 | -0.00634 | 3.3102e-05 | 0.0063731
10 | NO | 25.9318 | 32.541 | 0.0024666 | -0.00060272 | 4.2943e-05 | 0.00064567
10 | NO | 14.8099 | 32.5392 | 0.004522 | 3.8147e-06 | 5.456e-05 | 5.0745e-05
10 | NO | 4.9095 | 32.5461 | 0.0034747 | -0.00090027 | 6.49e-05 | 0.00096517
11 | YES | 997.432 | 34.362 | 0.00022544 | -0.0081329 | -0.00097177 | 0.0071612
11 | YES | 748.037 | 34.2674 | 0.00027402 | 0.0012474 | -0.00071128 | -0.0019587
11 | YES | 500.996 | 34.1489 | 0.00057561 | 3.0518e-05 | -0.00045325 | -0.00048377
11 | NO | 350.751 | 34.0185 | 0.00027887 | -0.0031128 | -0.00029632 | 0.0028165
11 | NO | 249.616 | 33.8546 | 0.00052419 | -0.0089836 | -0.00019069 | 0.0087929
11 | NO | 224.27 | 33.8397 | 0.00029016 | -0.0017815 | -0.00016422 | 0.0016172
11 | NO | 198.572 | 33.8278 | 0.00083876 | -0.0019607 | -0.00013738 | 0.0018234
11 | NO | 175.804 | 33.7861 | 0.00079075 | 0.00096893 | -0.0001136 | -0.0010825
11 | NO | 150.373 | 33.7103 | 0.0011997 | 0.0035896 | -8.7034e-05 | -0.0036767
11 | NO | 125.712 | 33.4987 | 0.00069944 | 0.0017738 | -6.1276e-05 | -0.0018351
11 | NO | 100.55 | 33.2528 | 0.0044494 | 0.017735 | -3.4994e-05 | -0.017769
11 | NO | 75.1059 | 32.8942 | 0.00066201 | 0.0013657 | -8.4185e-06 | -0.0013741
11 | NO | 50.4162 | 32.6983 | 0.0042089 | 0.0071144 | 1.7369e-05 | -0.007097
11 | NO | 35.521 | 32.6556 | 0.00054864 | -0.0017776 | 3.2927e-05 | 0.0018106
11 | NO | 24.5961 | 32.6028 | 0.002398 | -0.0054855 | 4.4338e-05 | 0.0055299
11 | NO | 14.4724 | 32.4184 | 0.0007367 | -0.0037498 | 5.4912e-05 | 0.0038048
11 | NO | 4.2929 | 32.4192 | 0.00024017 | -0.0024872 | 6.5544e-05 | 0.0025527
12 | NO | 74.4585 | 32.1326 | 0.00027509 | -0.0033913 | -7.7423e-06 | 0.0033835
12 | NO | 49.8835 | 32.0235 | 0.00035262 | 0.0015793 | 1.7926e-05 | -0.0015614
12 | NO | 35.1097 | 31.817 | 0.00069878 | -0.0040111 | 3.3357e-05 | 0.0040445
12 | NO | 25.2282 | 31.7639 | 0.0014275 | 0.015209 | 4.3678e-05 | -0.015166
12 | NO | 15.0651 | 30.8495 | 0.00078108 | -0.018864 | 5.4293e-05 | 0.018918
12 | NO | 5.3797 | 30.7281 | 0.018564 | -0.057299 | 6.4409e-05 | 0.057363
13 | NO | 77.5511 | 32.1026 | 0.00065316 | 0.0017471 | -1.0972e-05 | -0.0017581
13 | NO | 74.5306 | 32.1001 | 0.00027246 | 0.0021706 | -7.8176e-06 | -0.0021784
13 | NO | 49.381 | 31.9483 | 0.00037156 | -0.001709 | 1.8451e-05 | 0.0017274
13 | NO | 34.8766 | 31.7851 | 0.0014499 | 0.003191 | 3.36e-05 | -0.0031574
13 | NO | 25.3872 | 31.7028 | 0.0059106 | 0.01668 | 4.3512e-05 | -0.016636
13 | NO | 15.5099 | 30.8495 | 0.0016502 | -0.13492 | 5.3828e-05 | 0.13498
13 | NO | 5.1326 | 30.7886 | 0.0035328 | -0.0045147 | 6.4667e-05 | 0.0045794
14 | NO | 67.99 | 32.2018 | 0.00043176 | 0.00097656 | -9.8604e-07 | -0.00097755
14 | NO | 49.6589 | 32.2009 | 0.00024876 | 0.00030899 | 1.816e-05 | -0.00029083
14 | NO | 35.0988 | 32.0525 | 0.0075719 | -0.062984 | 3.3368e-05 | 0.063018
14 | NO | 25.0763 | 31.7701 | 0.0049324 | -0.092016 | 4.3837e-05 | 0.09206
14 | NO | 15.4697 | 31.0668 | 0.010345 | -0.036301 | 5.387e-05 | 0.036355
14 | NO | 5.3431 | 31.0478 | 0.0025197 | -0.00085449 | 6.4448e-05 | 0.00091894
15 | NO | 61.1026 | 32.1678 | 0.00044714 | 0.0028534 | 6.2077e-06 | -0.0028472
15 | NO | 49.5835 | 32.167 | 0.00039039 | -0.00020218 | 1.8239e-05 | 0.00022042
15 | NO | 35.1975 | 32.1577 | 0.0017888 | 0.0046272 | 3.3265e-05 | -0.004594
15 | NO | 25.5031 | 31.8279 | 0.0039499 | -0.015821 | 4.3391e-05 | 0.015865
15 | NO | 15.5194 | 31.2854 | 0.0030864 | -0.054684 | 5.3819e-05 | 0.054738
15 | NO | 5.4465 | 31.2699 | 0.00071857 | -8.2016e-05 | 6.434e-05 | 0.00014636
16 | NO | 67.5659 | 32.345 | 0.0010789 | 0.011043 | -5.4308e-07 | -0.011044
16 | NO | 49.909 | 32.1875 | 0.0032327 | 0.018829 | 1.7899e-05 | -0.018811
16 | NO | 35.2956 | 32.044 | 0.00082987 | -0.0032501 | 3.3163e-05 | 0.0032833
16 | NO | 25.2739 | 32.019 | 0.0053114 | 0.014782 | 4.363e-05 | -0.014738
16 | NO | 15.3549 | 31.7664 | 0.0082858 | -0.020348 | 5.399e-05 | 0.020402
16 | NO | 5.4243 | 31.7494 | 0.0027839 | 0.0011368 | 6.4363e-05 | -0.0010724
17 | NO | 48.7636 | 32.5003 | 0.00095385 | 0.0058212 | 1.9096e-05 | -0.0058021
17 | NO | 35.297 | 32.488 | 0.00059756 | -0.0035858 | 3.3161e-05 | 0.003619
17 | NO | 24.9743 | 32.4858 | 0.0038777 | -0.0056419 | 4.3943e-05 | 0.0056859
17 | NO | 15.0386 | 32.5619 | 0.011137 | 0.013893 | 5.4321e-05 | -0.013839
17 | NO | 5.1695 | 31.4678 | 0.00096669 | -0.019449 | 6.4629e-05 | 0.019514
18 | NO | 43.3818 | 32.8134 | 0.00026074 | 0.0014992 | 2.4717e-05 | -0.0014745
18 | NO | 34.5943 | 32.8138 | 0.00067862 | -0.0014725 | 3.3895e-05 | 0.0015064
18 | NO | 25.2985 | 32.8104 | 0.00062941 | -0.0020943 | 4.3604e-05 | 0.0021379
18 | NO | 15.2292 | 32.7995 | 0.00023666 | -0.00097656 | 5.4122e-05 | 0.0010307
18 | NO | 5.258 | 32.6825 | 0.0097993 | -0.0092316 | 6.4536e-05 | 0.0092961
19 | NO | 42.8042 | 32.563 | 0.00072428 | 0.00014877 | 2.532e-05 | -0.00012345
19 | NO | 34.6191 | 32.5668 | 0.0014936 | -0.0013542 | 3.3869e-05 | 0.0013881
19 | NO | 25.2848 | 32.5769 | 0.00034957 | 0.00029373 | 4.3619e-05 | -0.00025011
19 | NO | 15.3051 | 32.5789 | 0.00040452 | 0.00083542 | 5.4042e-05 | -0.00078138
19 | NO | 5.2506 | 31.0248 | 0.015478 | -0.017708 | 6.4544e-05 | 0.017772
20 | NO | 40.5458 | 32.5654 | 0.0032426 | 0.0060272 | 2.7679e-05 | -0.0059995
20 | NO | 34.3973 | 32.5569 | 0.0012763 | 0.00030899 | 3.4101e-05 | -0.00027489
20 | NO | 24.0027 | 32.5002 | 0.00052006 | -0.0042 | 4.4958e-05 | 0.0042449
20 | NO | 14.9609 | 32.4812 | 0.0002446 | -0.0026093 | 5.4402e-05 | 0.0026637
20 | NO | 5.2358 | 31.4899 | 0.020139 | -0.027586 | 6.456e-05 | 0.027651
21 | NO | 33.4182 | 32.3147 | 0.0007451 | 0.046921 | 3.5124e-05 | -0.046886
21 | NO | 25.1187 | 32.0063 | 0.00035498 | -0.050209 | 4.3792e-05 | 0.050253
21 | NO | 15.3003 | 31.968 | 0.00032696 | -0.011648 | 5.4047e-05 | 0.011702
21 | NO | 5.1929 | 31.8555 | 0.0019684 | -0.025139 | 6.4604e-05 | 0.025204
22 | NO | 39.995 | 32.3993 | 0.0013616 | 0.023395 | 2.8254e-05 | -0.023367
22 | NO | 35.1431 | 32.3976 | 0.00069213 | 0.00051117 | 3.3322e-05 | -0.00047785
22 | NO | 24.823 | 32.0593 | 0.0024035 | -0.082943 | 4.4101e-05 | 0.082987
22 | NO | 14.6838 | 31.8693 | 0.0018412 | -0.0217 | 5.4691e-05 | 0.021755
22 | NO | 4.8412 | 32.0162 | 0.00060153 | 0.016155 | 6.4972e-05 | -0.01609
23 | NO | 43.4328 | 32.715 | 0.0030962 | 0.027275 | 2.4664e-05 | -0.02725
23 | NO | 35.345 | 32.7016 | 0.00053084 | -0.0052834 | 3.3111e-05 | 0.0053165 |  |  |  | -0.0007137
23 | NO | 25.0446 | 32.7005 | 0.00067324 | -0.0078239 | 4.387e-05 | 0.0078678
23 | NO | 15.0774 | 32.6865 | 0.0016551 | -0.00094604 | 5.428e-05 | 0.0010003
23 | NO | 5.1128 | 31.3885 | 0.1382 | 0.024816 | 6.4688e-05 | -0.024752
24 | NO | 43.3383 | 32.8346 | 0.002285 | 0.021011 | 2.4762e-05 | -0.020987
24 | NO | 34.1946 | 32.8336 | 0.00031139 | -0.00016785 | 3.4313e-05 | 0.00020216
24 | NO | 24.6099 | 32.834 | 0.00057774 | 8.0109e-05 | 4.4324e-05 | -3.5785e-05
24 | NO | 14.9834 | 32.8365 | 0.00023445 | -0.00011826 | 5.4378e-05 | 0.00017263
24 | NO | 5.2877 | 31.4163 | 0.041418 | 0.062515 | 6.4505e-05 | -0.062451
25 | NO | 47.4533 | 32.1601 | 0.00069083 | -0.0011558 | 2.0464e-05 | 0.0011763
25 | NO | 34.5286 | 32.16 | 0.00044165 | -0.0019684 | 3.3964e-05 | 0.0020023
25 | NO | 25.3838 | 32.1647 | 0.0020597 | -0.001091 | 4.3515e-05 | 0.0011345
25 | NO | 15.011 | 32.192 | 0.043704 | 0.0018692 | 5.435e-05 | -0.0018149
25 | NO | 5.2449 | 31.9722 | 0.0072785 | 0.0014229 | 6.455e-05 | -0.0013583
26 | NO | 47.6642 | 32.2138 | 0.0064007 | -0.00074387 | 2.0244e-05 | 0.00076411
26 | NO | 34.5191 | 32.2135 | 0.00031766 | -0.0015144 | 3.3974e-05 | 0.0015484
26 | NO | 24.6851 | 32.2105 | 0.00045308 | -0.0019951 | 4.4245e-05 | 0.0020393
26 | NO | 14.8484 | 31.9992 | 0.015476 | -0.013319 | 5.4519e-05 | 0.013374
26 | NO | 4.6874 | 31.9948 | 0.0018703 | -0.00091934 | 6.5132e-05 | 0.00098447
27 | NO | 46.9018 | 32.2665 | 0.00033023 | -0.00061798 | 2.104e-05 | 0.00063902
27 | NO | 34.6057 | 32.269 | 0.00035673 | -0.00077438 | 3.3883e-05 | 0.00080827
27 | NO | 25.0026 | 32.2686 | 0.0015883 | -0.0030632 | 4.3914e-05 | 0.0031071
27 | NO | 15.0549 | 32.0863 | 0.20561 | -0.12952 | 5.4304e-05 | 0.12958
27 | NO | 5.2086 | 32.2227 | 0.016629 | -0.011581 | 6.4588e-05 | 0.011646
28 | NO | 29.3 | 32.2162 | 0.00054637 | 0.0099106 | 3.9425e-05 | -0.0098712
28 | NO | 24.6423 | 32.1663 | 0.0026349 | 0.026711 | 4.429e-05 | -0.026666
28 | NO | 14.9019 | 32.0444 | 0.0020977 | -0.004055 | 5.4464e-05 | 0.0041095
28 | NO | 4.9419 | 31.9486 | 0.001051 | -0.0033188 | 6.4867e-05 | 0.0033837
29 | NO | 41.748 | 32.3838 | 0.00028263 | -0.0013657 | 2.6423e-05 | 0.0013921
29 | NO | 34.4202 | 32.3804 | 0.00025536 | -0.0012207 | 3.4077e-05 | 0.0012548
29 | NO | 24.6445 | 32.379 | 0.00023923 | -0.0019035 | 4.4288e-05 | 0.0019478
29 | NO | 15.06 | 32.3855 | 0.0033507 | -0.0091133 | 5.4298e-05 | 0.0091676
29 | NO | 4.9124 | 32.4004 | 0.002579 | -0.0031586 | 6.4897e-05 | 0.0032235
30 | NO | 44.0722 | 32.6942 | 0.00025837 | -0.0028381 | 2.3996e-05 | 0.0028621
30 | NO | 34.6535 | 32.6965 | 0.00029184 | 0.0003624 | 3.3833e-05 | -0.00032856
30 | NO | 25.0213 | 32.6874 | 0.00024325 | -0.0021553 | 4.3894e-05 | 0.0021992
30 | NO | 15.1663 | 32.6471 | 0.0035008 | -0.0068512 | 5.4187e-05 | 0.0069054
30 | NO | 5.1349 | 32.6517 | 0.00069318 | -0.0055313 | 6.4665e-05 | 0.005596
31 | NO | 45.0583 | 32.6317 | 0.00030079 | -0.0016174 | 2.2966e-05 | 0.0016404
31 | NO | 34.6554 | 32.6333 | 0.00026516 | -0.0023651 | 3.3831e-05 | 0.0023989
31 | NO | 25.1012 | 32.592 | 0.00069045 | -0.011105 | 4.3811e-05 | 0.011148
31 | NO | 15.0297 | 32.5126 | 0.0016129 | -0.0069428 | 5.433e-05 | 0.0069971
31 | NO | 5.0505 | 32.4281 | 0.001586 | -0.0061417 | 6.4753e-05 | 0.0062064
32 | NO | 30.3609 | 31.8015 | 0.0012681 | 0.0083885 | 3.8317e-05 | -0.0083502
32 | NO | 24.7473 | 31.7596 | 0.00054374 | -0.0054207 | 4.418e-05 | 0.0054649
32 | NO | 15.1401 | 31.7719 | 0.00075273 | -0.0051861 | 5.4215e-05 | 0.0052403
32 | NO | 5.3368 | 31.5699 | 0.0025442 | -0.015064 | 6.4454e-05 | 0.015129
33 | NO | 37.9313 | 32.0506 | 0.024998 | -0.058907 | 3.041e-05 | 0.058937
33 | NO | 34.511 | 32.1131 | 0.00056207 | -0.0012016 | 3.3982e-05 | 0.0012356
33 | NO | 25.0206 | 32.1124 | 0.00056518 | -0.0023117 | 4.3895e-05 | 0.0023556
33 | NO | 15.2815 | 31.8866 | 0.0034311 | -0.017122 | 5.4067e-05 | 0.017176
33 | NO | 5.1424 | 31.8111 | 0.0025751 | 0.044859 | 6.4657e-05 | -0.044794
34 | NO | 43.2436 | 32.1881 | 0.00026832 | -0.0015411 | 2.4861e-05 | 0.001566
34 | NO | 34.517 | 32.1874 | 0.00038081 | -0.00084686 | 3.3976e-05 | 0.00088084
34 | NO | 25.0143 | 32.1837 | 0.00075409 | -0.00066376 | 4.3901e-05 | 0.00070766
34 | NO | 15.1435 | 32.1742 | 0.00072154 | -0.00028229 | 5.4211e-05 | 0.0003365
34 | NO | 5.1859 | 32.1458 | 0.0034278 | 0.0054474 | 6.4612e-05 | -0.0053828
35 | NO | 45.3355 | 32.3936 | 0.0010852 | 0.0026245 | 2.2676e-05 | -0.0026018
35 | NO | 35.0445 | 32.3505 | 0.00049222 | -0.007576 | 3.3425e-05 | 0.0076094
35 | NO | 25.3625 | 32.3062 | 0.0009692 | -0.018509 | 4.3538e-05 | 0.018552
35 | NO | 15.0743 | 32.234 | 0.0019267 | -0.0088196 | 5.4283e-05 | 0.0088739
35 | NO | 4.9814 | 32.2066 | 0.0041826 | 0.0054893 | 6.4825e-05 | -0.0054245
36 | NO | 48.5897 | 32.7581 | 0.00024935 | -0.0031509 | 1.9277e-05 | 0.0031702
36 | NO | 35.1514 | 32.7536 | 0.0017234 | -0.0020485 | 3.3313e-05 | 0.0020818
36 | NO | 25.0982 | 32.7504 | 0.00066705 | -0.0042229 | 4.3814e-05 | 0.0042667
36 | NO | 15.1949 | 32.7319 | 0.00025254 | -0.0036201 | 5.4158e-05 | 0.0036743
36 | NO | 5.0568 | 32.6688 | 0.00391 | -0.019299 | 6.4747e-05 | 0.019363
37 | NO | 54.6914 | 32.8851 | 0.00024987 | -0.002037 | 1.2904e-05 | 0.00205
37 | NO | 35.0316 | 32.8855 | 0.0002264 | -0.0023918 | 3.3438e-05 | 0.0024253
37 | NO | 25.298 | 32.8793 | 0.00031316 | -0.0047264 | 4.3605e-05 | 0.00477
37 | NO | 15.126 | 32.8675 | 0.025452 | 0.013466 | 5.4229e-05 | -0.013412
37 | NO | 5.3079 | 32.806 | 0.0040292 | -0.0072823 | 6.4484e-05 | 0.0073467
38 | NO | 45.4734 | 32.7359 | 0.00029994 | -0.0064163 | 2.2532e-05 | 0.0064389
38 | NO | 34.6313 | 32.7296 | 0.00026981 | -0.001667 | 3.3857e-05 | 0.0017009
38 | NO | 25.2704 | 32.7053 | 0.00067155 | -0.02689 | 4.3634e-05 | 0.026933
38 | NO | 15.3947 | 32.5776 | 0.0050063 | -0.072933 | 5.3949e-05 | 0.072987
38 | NO | 5.2839 | 32.515 | 0.015812 | -0.014687 | 6.4509e-05 | 0.014751
39 | NO | 45.5425 | 32.7185 | 0.0002885 | 0.0034981 | 2.246e-05 | -0.0034756
39 | NO | 34.757 | 32.6937 | 0.00023084 | -0.004982 | 3.3725e-05 | 0.0050157
39 | NO | 25.245 | 32.6774 | 0.00041367 | -0.0043182 | 4.366e-05 | 0.0043619
39 | NO | 15.3634 | 32.6764 | 0.00055438 | -0.0036888 | 5.3982e-05 | 0.0037428
39 | NO | 5.4229 | 32.5596 | 0.0034623 | -0.016411 | 6.4364e-05 | 0.016475
40 | NO | 45.6691 | 32.6863 | 0.00041665 | -0.0022049 | 2.2328e-05 | 0.0022272
40 | NO | 34.8948 | 32.6862 | 0.00027824 | -0.0012245 | 3.3581e-05 | 0.0012581
40 | NO | 25.0902 | 32.6854 | 0.00040608 | -0.0041313 | 4.3822e-05 | 0.0041751
40 | NO | 15.0626 | 32.7394 | 0.0048033 | 0.0095215 | 5.4296e-05 | -0.0094672
40 | NO | 5.4221 | 32.6093 | 0.0053812 | 0.00057602 | 6.4365e-05 | -0.00051165
41 | NO | 52.8765 | 32.9109 | 0.00035857 | 0.0026436 | 1.48e-05 | -0.0026288
41 | NO | 49.4675 | 32.9109 | 0.00023133 | -0.0013313 | 1.836e-05 | 0.0013497
41 | NO | 34.8122 | 32.9107 | 0.0002013 | -0.0016899 | 3.3668e-05 | 0.0017236
41 | NO | 25.1938 | 32.8954 | 0.00036358 | -0.0061035 | 4.3714e-05 | 0.0061472
41 | NO | 15.1448 | 32.8885 | 0.0025696 | -0.0030632 | 5.421e-05 | 0.0031174
41 | NO | 5.2327 | 32.8079 | 0.002137 | -0.016231 | 6.4563e-05 | 0.016296
42 | NO | 37.7136 | 32.2107 | 0.00048265 | 0.045033 | 3.0637e-05 | -0.045002
42 | NO | 34.4657 | 32.2106 | 0.00059784 | 0.0014153 | 3.4029e-05 | -0.0013812
42 | NO | 24.9052 | 32.1879 | 0.0020186 | -0.0018501 | 4.4015e-05 | 0.0018941
42 | NO | 15.2438 | 31.8815 | 0.0017863 | -0.02327 | 5.4106e-05 | 0.023324
42 | NO | 4.829 | 31.8894 | 0.00030591 | 0.058428 | 6.4984e-05 | -0.058363
43 | NO | 38.5146 | 32.1829 | 0.00060057 | 0.056423 | 2.98e-05 | -0.056393
43 | NO | 34.4357 | 32.1829 | 0.00046464 | 0.0038033 | 3.4061e-05 | -0.0037692
43 | NO | 24.5788 | 32.1807 | 0.0027434 | 0.008503 | 4.4356e-05 | -0.0084586
43 | NO | 15.1608 | 31.955 | 0.0010985 | -0.011072 | 5.4193e-05 | 0.011126
43 | NO | 5.3506 | 31.7827 | 0.0013261 | -0.037838 | 6.444e-05 | 0.037902
44 | NO | 40.2916 | 32.1811 | 0.0061283 | 0.0019875 | 2.7944e-05 | -0.0019595
44 | NO | 35.115 | 32.1298 | 0.00036917 | -0.0050278 | 3.3351e-05 | 0.0050611
44 | NO | 24.9891 | 31.9681 | 0.0018364 | -0.025608 | 4.3928e-05 | 0.025652
44 | NO | 15.0963 | 31.8493 | 0.0018722 | -0.022552 | 5.426e-05 | 0.022607
44 | NO | 5.343 | 31.7199 | 0.009605 | -0.013924 | 6.4448e-05 | 0.013988
45 | NO | 40.2787 | 32.5513 | 0.002242 | 0.20645 | 2.7958e-05 | -0.20642
45 | NO | 34.9329 | 32.1479 | 0.0061395 | -0.2328 | 3.3542e-05 | 0.23284
45 | NO | 25.3135 | 32.0412 | 0.015643 | -0.037918 | 4.3589e-05 | 0.037962
45 | NO | 15.3313 | 31.9989 | 0.003277 | -0.00021172 | 5.4015e-05 | 0.00026573
45 | NO | 5.0189 | 31.9644 | 0.0022664 | -0.00067902 | 6.4786e-05 | 0.0007438
46 | NO | 41.5878 | 32.5711 | 0.00068867 | 0.053738 | 2.6591e-05 | -0.053711
46 | NO | 34.8385 | 32.5701 | 0.0002499 | 0.0008316 | 3.364e-05 | -0.00079796
46 | NO | 24.9902 | 32.4774 | 0.0040364 | 0.042477 | 4.3926e-05 | -0.042433
46 | NO | 14.8973 | 31.9671 | 0.021838 | -0.077709 | 5.4468e-05 | 0.077764
46 | NO | 5.2558 | 31.9587 | 0.013706 | 0.0035915 | 6.4539e-05 | -0.003527
47 | NO | 40.4638 | 32.3926 | 0.00055639 | 0.012951 | 2.7765e-05 | -0.012923
47 | NO | 34.9857 | 32.3926 | 0.00029454 | -0.00013351 | 3.3486e-05 | 0.000167
47 | NO | 25.0157 | 32.393 | 0.00032081 | -0.0012093 | 4.39e-05 | 0.0012532
47 | NO | 14.8077 | 32.4843 | 0.00072387 | 0.0011139 | 5.4562e-05 | -0.0010593
47 | NO | 5.0678 | 32.2091 | 0.0076055 | -0.026039 | 6.4735e-05 | 0.026104
48 | NO | 58.6094 | 32.1168 | 0.00028792 | 0.042927 | 8.8118e-06 | -0.042918
48 | NO | 49.639 | 31.9752 | 0.00043542 | 0.00027084 | 1.8181e-05 | -0.00025266
48 | NO | 34.6874 | 31.8057 | 0.0036909 | -0.016159 | 3.3798e-05 | 0.016193
48 | NO | 24.9211 | 31.6459 | 0.004702 | -0.046385 | 4.3999e-05 | 0.046429
48 | NO | 14.7591 | 31.173 | 0.0044033 | 0.035536 | 5.4613e-05 | -0.035481
48 | NO | 4.8919 | 30.3903 | 0.020434 | -0.038961 | 6.4919e-05 | 0.039026
49 | NO | 61.9161 | 32.1668 | 0.0013398 | 0.028511 | 5.358e-06 | -0.028506
49 | NO | 49.0595 | 31.9658 | 0.0016727 | 0.0023193 | 1.8787e-05 | -0.0023006
49 | NO | 34.1965 | 31.7757 | 0.0018403 | -0.011349 | 3.4311e-05 | 0.011383
49 | NO | 24.5029 | 31.6552 | 0.001323 | 0.0034943 | 4.4435e-05 | -0.0034498
49 | NO | 15.6557 | 31.3419 | 0.004319 | -0.02219 | 5.3676e-05 | 0.022244
49 | NO | 4.5381 | 30.2715 | 0.00089612 | -0.038528 | 6.5288e-05 | 0.038594
50 | NO | 67.2266 | 32.2057 | 0.00065401 | -3.4332e-05 | -1.8868e-07 | 3.4144e-05
50 | NO | 49.306 | 32.047 | 0.0029641 | -0.0082169 | 1.8529e-05 | 0.0082354
50 | NO | 35.6236 | 31.9103 | 0.002718 | -0.016951 | 3.282e-05 | 0.016983
50 | NO | 24.9507 | 31.5776 | 0.0014058 | -0.063103 | 4.3968e-05 | 0.063147
50 | NO | 14.6015 | 31.2038 | 0.019216 | -0.066643 | 5.4777e-05 | 0.066698
50 | NO | 5.1387 | 30.1777 | 0.0011195 | -0.28423 | 6.4661e-05 | 0.28429
51 | NO | 79.4691 | 32.1837 | 0.00038159 | -0.0034752 | -1.2976e-05 | 0.0034622
51 | NO | 50.603 | 32.0256 | 0.0025669 | -0.013691 | 1.7174e-05 | 0.013708
51 | NO | 35.5322 | 31.8658 | 0.0038225 | -0.026911 | 3.2916e-05 | 0.026944
51 | NO | 24.8531 | 31.4733 | 0.018826 | -0.07777 | 4.407e-05 | 0.077814
51 | NO | 14.6814 | 30.942 | 0.014112 | -0.07657 | 5.4694e-05 | 0.076625
51 | NO | 5.0209 | 30.5603 | 0.0044205 | -0.024261 | 6.4784e-05 | 0.024326
52 | NO | 107.833 | 32.1706 | 0.0006695 | -0.0015526 | -4.2601e-05 | 0.00151
52 | NO | 75.2703 | 32.1604 | 0.00043941 | -0.0027351 | -8.5902e-06 | 0.0027265
52 | NO | 50.1367 | 31.9613 | 0.0097558 | -0.0014439 | 1.7661e-05 | 0.0014615
52 | NO | 35.3061 | 31.6796 | 0.00896 | 0.0091553 | 3.3152e-05 | -0.0091221
52 | NO | 24.8884 | 31.5246 | 0.0059539 | -0.057932 | 4.4033e-05 | 0.057976
52 | NO | 14.6536 | 31.2302 | 0.0051804 | -0.058138 | 5.4723e-05 | 0.058193
52 | NO | 5.1472 | 29.9869 | 0.028187 | -0.041929 | 6.4652e-05 | 0.041994
53 | NO | 121.897 | 32.3297 | 0.00025533 | -0.0018501 | -5.7291e-05 | 0.0017928
53 | NO | 99.9868 | 32.3323 | 0.00067904 | -0.0022545 | -3.4406e-05 | 0.0022201
53 | NO | 74.472 | 32.3347 | 0.0013971 | -0.001812 | -7.7564e-06 | 0.0018042
53 | NO | 49.4519 | 31.9534 | 0.0010349 | -0.03908 | 1.8377e-05 | 0.039098
53 | NO | 34.7808 | 31.8616 | 0.00063054 | -0.018141 | 3.37e-05 | 0.018175
53 | NO | 24.8776 | 31.6312 | 0.0067417 | -0.068132 | 4.4044e-05 | 0.068176
53 | NO | 14.8453 | 31.1947 | 0.0038834 | -0.068514 | 5.4523e-05 | 0.068568
53 | NO | 4.7372 | 30.6798 | 0.0048502 | -0.014641 | 6.508e-05 | 0.014706
54 | NO | 107.655 | 32.2417 | 0.0029807 | 0.0004921 | -4.2415e-05 | -0.00053451
54 | NO | 100.744 | 32.2367 | 0.0016423 | -0.00048447 | -3.5197e-05 | 0.00044927
54 | NO | 75.6792 | 32.211 | 0.00026178 | -0.0032463 | -9.0173e-06 | 0.0032373
54 | NO | 49.1977 | 32.2054 | 0.0013466 | -0.0021629 | 1.8642e-05 | 0.0021816
54 | NO | 34.3632 | 32.1988 | 0.00050089 | -0.0046234 | 3.4137e-05 | 0.0046575
54 | NO | 25.5878 | 32.2014 | 0.00050725 | -0.0015945 | 4.3302e-05 | 0.0016378
54 | NO | 15.8019 | 31.5442 | 0.0035654 | -0.090452 | 5.3524e-05 | 0.090506
54 | NO | 4.7696 | 31.1877 | 0.032956 | 0.053385 | 6.5047e-05 | -0.05332
55 | NO | 87.6266 | 32.1792 | 0.00030523 | -0.00040436 | -2.1496e-05 | 0.00038286
55 | NO | 75.1339 | 32.18 | 0.00052185 | -0.001461 | -8.4477e-06 | 0.0014526
55 | NO | 50.4261 | 32.1643 | 0.00057173 | -0.0020485 | 1.7359e-05 | 0.0020658
55 | NO | 34.6893 | 32.1552 | 0.00030079 | -0.0049744 | 3.3796e-05 | 0.0050082
55 | NO | 24.6938 | 32.0945 | 0.00073452 | -0.024326 | 4.4236e-05 | 0.024371
55 | NO | 14.4345 | 31.8049 | 0.061573 | 0.0043411 | 5.4952e-05 | -0.0042862
55 | NO | 4.7519 | 31.5237 | 0.0022547 | -0.0067196 | 6.5065e-05 | 0.0067847
56 | NO | 52.2101 | 32.1572 | 0.00081425 | 0.0026588 | 1.5496e-05 | -0.0026433
56 | NO | 34.6956 | 32.1474 | 0.00030157 | -0.0054245 | 3.3789e-05 | 0.0054583
56 | NO | 24.6168 | 32.1174 | 0.00098442 | -0.0085449 | 4.4316e-05 | 0.0085892
56 | NO | 14.364 | 31.9288 | 0.013022 | 0.0073376 | 5.5025e-05 | -0.0072825
56 | NO | 4.7779 | 31.8793 | 0.0028347 | -0.0015411 | 6.5038e-05 | 0.0016062
57 | NO | 42.4945 | 31.8738 | 0.00024499 | 0.021179 | 2.5644e-05 | -0.021154
57 | NO | 34.4122 | 31.7264 | 0.00063764 | -0.040072 | 3.4085e-05 | 0.040106
57 | NO | 24.8386 | 31.4522 | 0.008255 | -0.12226 | 4.4085e-05 | 0.12231
57 | NO | 14.8438 | 31.2494 | 0.0024197 | -0.075993 | 5.4524e-05 | 0.076047
57 | NO | 4.8845 | 31.2428 | 0.00024711 | -0.01153 | 6.4927e-05 | 0.011595
YES
YES
YES
NO
NO
NO
NO
NO
NO
NO
NO
NO
NO
NO
NO
NO
NO
YES
YES
YES
NO
NO
NO
NO
NO
NO
NO
NO
NO
NO
NO
NO
NO
NO
YES
YES
YES
NO
NO
NO
NO
NO
NO
NO
NO
NO
NO
NO
NO
NO
NO
YES
YES
YES
NO
NO
NO
NO
NO
NO
NO
NO
NO
NO
NO
NO
NO
NO
YES
YES
YES
NO
NO
NO
NO
NO
NO
NO
NO
NO
NO
NO
NO
NO
NO
YES
YES
YES
NO
NO
NO
NO
NO
NO
NO
NO
NO
NO
NO
NO
NO
NO
YES
YES
YES
NO
NO
NO
NO
NO
NO
NO
NO
NO
NO
NO
NO
NO
NO
YES
YES
YES
NO
NO
NO
NO
NO
NO
NO
NO
NO
NO
NO
NO
NO
NO
YES
YES
YES
NO
NO
NO
NO
NO
NO
NO
NO
NO
NO
NO
NO
NO
NO
YES
YES
YES
NO
NO
NO
NO
NO
NO
NO
NO
NO
NO
NO
NO
NO
NO
YES
YES
YES
NO
NO
NO
NO
NO
NO
NO
NO
NO
NO
NO
NO
NO
NO
NO
NO
NO
NO
NO
NO
NO
NO
NO
NO
NO
NO
NO
NO
NO
NO
NO
NO
NO
NO
NO
NO
NO
NO
NO
NO
NO
NO
NO
NO
NO
NO
NO
NO
NO
NO
NO
NO
NO
NO
NO
NO
NO
NO
NO
NO
NO
NO
NO
NO
NO
NO
NO
NO
NO
NO
NO
NO
NO
NO
NO
NO
NO
NO
NO
NO
NO
NO
NO
NO
NO
NO
NO
NO
NO
NO
NO
NO
NO
NO
NO
NO
NO
NO
NO
NO
NO
NO
NO
NO
NO
NO
NO
NO
NO
NO
NO
NO
NO
NO
NO
NO
NO
NO
NO
NO
NO
NO
NO
NO
NO
NO
NO
NO
NO
NO
NO
NO
NO
NO
NO
NO
NO
NO
NO
NO
NO
NO
NO
NO
NO
NO
NO
NO
NO
NO
NO
NO
NO
NO
NO
NO
NO
NO
NO
NO
NO
NO
NO
NO
NO
NO
NO
NO
NO
NO
NO
NO
NO
NO
NO
NO
NO
NO
NO
NO
NO
NO
NO
NO
NO
NO
NO
NO
NO
NO
NO
NO
NO
NO
NO
NO
NO
NO
NO
NO
NO
NO
NO
NO
NO
NO
NO
NO
NO
NO
NO
NO
NO
NO
NO
NO
NO
NO
NO
NO
NO
NO
NO
NO
NO
NO
NO
NO
NO
NO
NO
NO
NO
NO
NO
NO
NO
NO
NO
NO
NO
NO
NO
NO
NO
NO
NO
NO
NO
NO
NO
NO
NO
NO
NO
NO
NO
NO
NO
NO
NO
NO
FIT vs. Press*
FIT vs. Sal0
FIT vs. File Pair #
MAKE/UPDATE CHART
CREATE CAL CTRL
INCLUDE/EXCLUDE

## Fit_2
Calculation of Linear Least Squares Fit For
(Sal1 - Sal_Bot)
1
Fit Equation: Diff = m * Prop + b
where: Diff =Diff (Sal1 - Sal_Bot), Prop=Press*
Coefficients |  |  |  | Error Estimates |  |  |  | Regression Line Limits
| Value | Std Err. |  | Coeff of Determination |  | 0.023442 |  | X | CALC Y
m= | -2.1092e-06 | 2.4451e-06 |  | Std Dev of Resid |  | 0.0028699 |  | 498.377 | 0.0068446
b= | 0.0078957 | 0.0019015 |  | Resid Sum of Squares |  | 0.00025533 |  | 1001.74 | 0.0057828
# of Values Extracted = |  |  | 435
# of Values Used in Fit = |  |  | 33
File | Use | Press* | Sal1 | Sal1 | Diff (Sal1 - Sal_Bot) |  |  |  | Fit vs. | Press*
Pair # | in Fit? | Average | Average | Std Dev | Measured | Fit | Resid |  | X | Y
1 | YES | 1000.59 | 34.3785 | 0.00030606 | 0.0084686 | 0.0057853 | -0.0026834 |  | 1000.59 | 0.0084686
1 | YES | 750.062 | 34.2674 | 0.00032363 | 0.0078888 | 0.0063137 | -0.0015751 |  | 750.062 | 0.0078888
1 | YES | 499.725 | 34.0968 | 0.00024769 | 0.0079842 | 0.0068417 | -0.0011424 |  | 499.725 | 0.0079842
1 | NO | 350.334 | 33.9937 | 0.00021083 | 0.0081673 | 0.0071568 | -0.0010105 |  | 1001.09 | -0.0014076
1 | NO | 250.617 | 33.9592 | 0.00057032 | 0.0096512 | 0.0073671 | -0.002284 |  | 751.657 | 0.0032844
1 | NO | 225.572 | 33.943 | 0.00025456 | 0.0084915 | 0.00742 | -0.0010716 |  | 500.121 | 0.0089989
1 | NO | 200.388 | 33.9313 | 0.00024884 | 0.0039291 | 0.0074731 | 0.0035439 |  | 1001.02 | 0.0051651
1 | NO | 175.837 | 33.8876 | 0.00068704 | 0.0044174 | 0.0075249 | 0.0031074 |  | 750.625 | 0.0049286
1 | NO | 150.077 | 33.838 | 0.00083827 | 0.015625 | 0.0075792 | -0.0080458 |  | 500.409 | 1.5259e-05
1 | NO | 124.933 | 33.727 | 0.0012123 | 0.00020981 | 0.0076322 | 0.0074224 |  | 999.988 | 0.0068169
1 | NO | 99.7627 | 33.4748 | 0.0065652 | 0.03632 | 0.0076853 | -0.028634 |  | 750.823 | 0.007904
1 | NO | 74.4629 | 32.8126 | 0.0025901 | 0.0098724 | 0.0077387 | -0.0021338 |  | 500.538 | 0.0076485
1 | NO | 49.4325 | 32.3208 | 0.0038195 | 0.028236 | 0.0077915 | -0.020445 |  | 1001.61 | 0.0061569
1 | NO | 35.579 | 31.9074 | 0.0014429 | 0.011625 | 0.0078207 | -0.0038046 |  | 750.354 | 0.0084457
1 | NO | 25.9498 | 31.5969 | 0.00448 | -0.022285 | 0.007841 | 0.030127 |  | 500.085 | 0.0078049
1 | NO | 14.4729 | 31.493 | 0.0010372 | 0.00387 | 0.0078652 | 0.0039952 |  | 1000.79 | 0.0076103 |  |  | 349.53 | 0.0058327
1 | NO | 4.9697 | 31.4894 | 0.00047416 | 0.0078068 | 0.0078853 | 7.8485e-05 |  | 750.609 | 0.002243 |  |  | 349.701 | 0.0087204
2 | YES | 1001.09 | 34.3895 | 0.0002519 | -0.0014076 | 0.0057842 | 0.0071918 |  | 500.654 | 0.0072556 |  |  | 349.915 | 0.0024567
2 | YES | 751.657 | 34.2737 | 0.00081259 | 0.0032844 | 0.0063103 | 0.0030259 |  | 1001.74 | 0.0089417 |  |  | 349.94 | 0.0078735
2 | YES | 500.121 | 34.0892 | 0.00029846 | 0.0089989 | 0.0068409 | -0.002158 |  | 750.7 | 0.0027962 |  |  | 350.22 | 0.0079231
2 | NO | 349.915 | 33.9554 | 0.00029474 | 0.0024567 | 0.0071577 | 0.004701 |  | 500.454 | 0.0064774 |  |  | 350.22 | 0.0078964
2 | NO | 249.585 | 33.9349 | 0.00062869 | 0.0053902 | 0.0073693 | 0.0019791 |  | 1001.19 | 0.0090256 |  |  | 350.334 | 0.0081673
2 | NO | 225.257 | 33.9249 | 0.00027372 | 0.006115 | 0.0074206 | 0.0013057 |  | 750.907 | 0.0076599 |  |  | 350.625 | 0.0087128
2 | NO | 200.139 | 33.9084 | 0.00056035 | -0.0035438 | 0.0074736 | 0.011017 |  | 500.242 | 0.0085487 |  |  | 350.751 | 0.0044403
2 | NO | 175.647 | 33.8727 | 0.00056525 | 0.0017967 | 0.0075253 | 0.0057285 |  | 1001.51 | 0.0071259 |  |  | 350.787 | 0.0082054
2 | NO | 149.192 | 33.847 | 0.00062466 | -0.0041389 | 0.0075811 | 0.01172 |  | 751.15 | 0.0059242 |  |  | 498.377 | 0.0069542
2 | NO | 124.397 | 33.6186 | 0.0030251 | 0.016617 | 0.0076334 | -0.0089834 |  | 499.457 | 0.0074463 |  |  | 499.457 | 0.0074463
2 | NO | 99.7287 | 33.1402 | 0.0062068 | 0.009304 | 0.0076854 | -0.0016187 |  | 999.467 | 0.0082931 |  |  | 499.725 | 0.0079842
2 | NO | 74.6182 | 32.6448 | 0.00056182 | 0.013493 | 0.0077384 | -0.0057542 |  | 749.029 | 0.006916 |  |  | 500.085 | 0.0078049
2 | NO | 49.7332 | 32.1193 | 0.002925 | -0.0020027 | 0.0077908 | 0.0097936 |  | 498.377 | 0.0069542 |  |  | 500.121 | 0.0089989
2 | NO | 35.4725 | 31.8903 | 0.0020743 | 0.0089798 | 0.0078209 | -0.0011589 |  | 997.432 | -0.0011215 |  |  | 500.242 | 0.0085487
2 | NO | 24.8734 | 31.7038 | 0.0028984 | 0.018608 | 0.0078433 | -0.010765 |  | 748.037 | 0.0085449 |  |  | 500.409 | 1.5259e-05
2 | NO | 15.0479 | 31.2527 | 0.0045731 | 0.0087948 | 0.007864 | -0.00093077 |  | 500.996 | 0.0075874 | 0.0063131 | 0.0028584 | 500.454 | 0.0064774
2 | NO | 4.7855 | 31.2139 | 0.00050494 | 0.0072651 | 0.0078857 | 0.00062056 | [5 empty] | 500.538 | 0.0076485
3 | YES | 1001.02 | 34.3524 | 0.00023561 | 0.0051651 | 0.0057844 | 0.00061926 | [5 empty] | 500.654 | 0.0072556
3 | YES | 750.625 | 34.2606 | 0.00036406 | 0.0049286 | 0.0063125 | 0.0013839 | [5 empty] | 500.996 | 0.0075874
3 | YES | 500.409 | 34.0662 | 0.00040776 | 1.5259e-05 | 0.0068403 | 0.006825 | [5 empty] | 748.037 | 0.0085449
3 | NO | 350.6 | 33.9465 | 0.001182 | 0.016163 | 0.0071563 | -0.0090066 | [5 empty] | 749.029 | 0.006916
3 | NO | 250.574 | 33.9263 | 0.00022902 | 0.0053482 | 0.0073672 | 0.002019 | [5 empty] | 750.062 | 0.0078888
3 | NO | 225.908 | 33.9176 | 0.0013714 | 0.0010834 | 0.0074193 | 0.0063359 | [5 empty] | 750.354 | 0.0084457
3 | NO | 200.858 | 33.8777 | 0.00095372 | 0.0062447 | 0.0074721 | 0.0012274 | [5 empty] | 750.609 | 0.002243
3 | NO | 176.265 | 33.8081 | 0.00025986 | 0.0045967 | 0.007524 | 0.0029273 | [5 empty] | 750.625 | 0.0049286
3 | NO | 150.487 | 33.6964 | 0.00033912 | 0.0021667 | 0.0075783 | 0.0054116 |  |  |  | 0.0063131 | 0.0028584 | 750.7 | 0.0027962
3 | NO | 124.836 | 33.5165 | 0.0012219 | -0.0088806 | 0.0076324 | 0.016513 |  |  |  | 0.0063131 | 0.0028584 | 750.823 | 0.007904
3 | NO | 99.5585 | 33.1459 | 0.014032 | 0.0040894 | 0.0076858 | 0.0035964 | [5 empty] | 750.907 | 0.0076599
3 | NO | 75.6987 | 32.6586 | 0.0028325 | -0.023449 | 0.0077361 | 0.031185 | [5 empty] | 751.15 | 0.0059242
3 | NO | 49.4546 | 32.3185 | 0.0022423 | -0.0068054 | 0.0077914 | 0.014597 | [5 empty] | 751.657 | 0.0032844 | 0.0060487
3 | NO | 35.576 | 32.159 | 0.0033636 | -0.0019493 | 0.0078207 | 0.00977 | [5 empty] | 997.432 | -0.0011215
3 | NO | 24.767 | 32.141 | 0.0025731 | 0.013508 | 0.0078435 | -0.0056643 | [5 empty] | 999.467 | 0.0082931
3 | NO | 15.0652 | 32.033 | 0.00022821 | 0.0068016 | 0.007864 | 0.0010624 | [5 empty] | 999.988 | 0.0068169
3 | NO | 4.3645 | 31.9919 | 0.0019139 | 0.0052357 | 0.0078865 | 0.0026509 | [5 empty] | 1000.59 | 0.0084686
4 | YES | 999.988 | 34.3716 | 0.0002505 | 0.0068169 | 0.0057865 | -0.0010303 | [5 empty] | 1000.79 | 0.0076103
4 | YES | 750.823 | 34.2689 | 0.00022049 | 0.007904 | 0.0063121 | -0.001592 | [5 empty] | 1001.02 | 0.0051651
4 | YES | 500.538 | 34.0873 | 0.00025563 | 0.0076485 | 0.00684 | -0.00080847 | [5 empty] | 1001.09 | -0.0014076
4 | NO | 350.787 | 33.9342 | 0.00022123 | 0.0082054 | 0.0071559 | -0.0010496 | [5 empty] | 1001.19 | 0.0090256
4 | NO | 250.176 | 33.8639 | 0.00024624 | 0.0047302 | 0.0073681 | 0.0026378 | [5 empty] | 1001.51 | 0.0071259
4 | NO | 225.923 | 33.8565 | 0.00028037 | 0.0054588 | 0.0074192 | 0.0019604 | [5 empty] | 1001.61 | 0.0061569
4 | NO | 201.424 | 33.8455 | 0.00025044 | 0.0079231 | 0.0074709 | -0.00045223 | [5 empty] | 1001.74 | 0.0089417 | 0.0059159
4 | NO | 175.603 | 33.8362 | 0.00028609 | 0.0016022 | 0.0075254 | 0.0059232
4 | NO | 150.442 | 33.8159 | 0.000487 | 0.0074425 | 0.0075784 | 0.00013596
4 | NO | 125.304 | 33.712 | 0.00064791 | -0.00070572 | 0.0076315 | 0.0083372
4 | NO | 100.017 | 33.4129 | 0.0068228 | 0.027031 | 0.0076848 | -0.019346
4 | NO | 74.7294 | 32.9202 | 0.0027666 | 0.001564 | 0.0077381 | 0.0061741
4 | NO | 49.6921 | 32.7445 | 0.00037861 | 0.0019722 | 0.0077909 | 0.0058187
4 | NO | 34.882 | 32.6839 | 0.00069657 | 0.0054359 | 0.0078222 | 0.0023862
4 | NO | 24.9119 | 32.6228 | 0.0018908 | 0.00068665 | 0.0078432 | 0.0071566
4 | NO | 15.1659 | 32.6201 | 0.00023499 | 0.0038567 | 0.0078638 | 0.0040071
4 | NO | 5.1142 | 32.6203 | 0.00019851 | -0.003933 | 0.007885 | 0.011818
5 | YES | 1001.61 | 34.3598 | 0.00025231 | 0.0061569 | 0.0057831 | -0.0003738
5 | YES | 750.354 | 34.252 | 0.00024829 | 0.0084457 | 0.0063131 | -0.0021327
5 | YES | 500.085 | 34.0716 | 0.00024054 | 0.0078049 | 0.006841 | -0.00096392
5 | NO | 350.22 | 33.9529 | 0.00021929 | 0.0079231 | 0.0071571 | -0.00076608
5 | NO | 250.511 | 33.8557 | 0.0002483 | -0.010231 | 0.0073674 | 0.017598
5 | NO | 225.626 | 33.8306 | 0.00045768 | 0.0056114 | 0.0074198 | 0.0018084
5 | NO | 201.219 | 33.8256 | 0.00043519 | 0.007412 | 0.0074713 | 5.937e-05
5 | NO | 175.013 | 33.8206 | 0.00050207 | 0.006073 | 0.0075266 | 0.0014536
5 | NO | 150.291 | 33.8009 | 0.00073259 | 0.0045166 | 0.0075787 | 0.0030621
5 | NO | 124.953 | 33.6504 | 0.0009351 | 0.0071983 | 0.0076322 | 0.00043386
5 | NO | 99.7486 | 32.914 | 0.0017932 | -0.004097 | 0.0076854 | 0.011782
5 | NO | 74.3734 | 32.787 | 0.00079639 | 0.0073967 | 0.0077389 | 0.00034218
5 | NO | 49.6443 | 32.7445 | 0.0003089 | 0.0054398 | 0.007791 | 0.0023513
5 | NO | 35.6996 | 32.6714 | 0.001388 | -0.0039978 | 0.0078204 | 0.011818
5 | NO | 24.8459 | 32.6693 | 0.00040551 | 0.0059128 | 0.0078433 | 0.0019306
5 | NO | 15.0377 | 32.6718 | 0.00028543 | -0.00043106 | 0.007864 | 0.0082951
5 | NO | 4.9366 | 32.6719 | 0.00038156 | 0.0044708 | 0.0078853 | 0.0034145
6 | YES | 1000.79 | 34.3736 | 0.00022694 | 0.0076103 | 0.0057848 | -0.0018255
6 | YES | 750.609 | 34.2637 | 0.00026513 | 0.002243 | 0.0063125 | 0.0040695
6 | YES | 500.654 | 34.082 | 0.00024123 | 0.0072556 | 0.0068398 | -0.0004158
6 | NO | 349.701 | 33.9474 | 0.00046491 | 0.0087204 | 0.0071581 | -0.0015623
6 | NO | 250.393 | 33.8638 | 0.00022741 | 0.0047722 | 0.0073676 | 0.0025954
6 | NO | 226.122 | 33.842 | 0.00065548 | 0.0091629 | 0.0074188 | -0.0017441
6 | NO | 200.023 | 33.8001 | 0.00022772 | 0.0078659 | 0.0074739 | -0.00039206
6 | NO | 174.96 | 33.7541 | 0.00050912 | 0.0071068 | 0.0075267 | 0.00041994
6 | NO | 150.191 | 33.6502 | 0.00031195 | 0.0020256 | 0.007579 | 0.0055534
6 | NO | 124.569 | 33.3153 | 0.008585 | 0.049358 | 0.007633 | -0.041725
6 | NO | 100.045 | 32.8506 | 0.00048776 | 0.0031624 | 0.0076847 | 0.0045223
6 | NO | 74.6854 | 32.7386 | 0.0017117 | 0.0083618 | 0.0077382 | -0.0006236
6 | NO | 49.9539 | 32.6603 | 0.0011795 | 0.0044785 | 0.0077904 | 0.0033119
6 | NO | 35.8857 | 32.5811 | 0.0021781 | 0.0071144 | 0.0078201 | 0.00070565
6 | NO | 24.9841 | 32.4869 | 0.00036206 | 0.0044098 | 0.0078431 | 0.0034333
6 | NO | 15.0446 | 32.4866 | 0.00030995 | 0.0080109 | 0.007864 | -0.00014684
6 | NO | 4.9564 | 32.4866 | 0.00023131 | 0.007885 | 0.0078853 | 3.1334e-07
7 | YES | 1001.74 | 34.3823 | 0.00026042 | 0.0089417 | 0.0057828 | -0.0031588
7 | YES | 750.7 | 34.2913 | 0.00022548 | 0.0027962 | 0.0063123 | 0.0035162
7 | YES | 500.454 | 34.1284 | 0.00025424 | 0.0064774 | 0.0068402 | 0.00036281
7 | NO | 350.625 | 34.0062 | 0.00024705 | 0.0087128 | 0.0071562 | -0.0015566
7 | NO | 250.641 | 33.8818 | 0.00025335 | 0.0076332 | 0.0073671 | -0.00026612
7 | NO | 224.466 | 33.8499 | 0.00050214 | 0.0056076 | 0.0074223 | 0.0018147
7 | NO | 199.826 | 33.8174 | 0.00067751 | 0.0076523 | 0.0074743 | -0.00017801
7 | NO | 174.976 | 33.7949 | 0.00058947 | 0.0085526 | 0.0075267 | -0.0010259
7 | NO | 150.193 | 33.7486 | 0.0030689 | 0.0055313 | 0.007579 | 0.0020476
7 | NO | 125.365 | 33.4726 | 0.0012273 | -0.023273 | 0.0076313 | 0.030905
7 | NO | 99.6347 | 32.9086 | 0.0006618 | -0.013294 | 0.0076856 | 0.02098
7 | NO | 74.7357 | 32.8127 | 0.00094499 | 0.0063553 | 0.0077381 | 0.0013828
7 | NO | 49.6429 | 32.7823 | 0.00031774 | 0.0033798 | 0.007791 | 0.0044112
7 | NO | 35.905 | 32.6668 | 0.0031576 | -0.014919 | 0.00782 | 0.022739
7 | NO | 25.1405 | 32.5956 | 0.00086429 | -0.01849 | 0.0078427 | 0.026333
7 | NO | 15.1779 | 32.6042 | 0.00071767 | 0.0076561 | 0.0078637 | 0.00020763
7 | NO | 5.3066 | 32.6012 | 0.0012437 | 0.0054893 | 0.0078846 | 0.0023952
8 | YES | 1001.19 | 34.3969 | 0.00026329 | 0.0090256 | 0.005784 | -0.0032416
8 | YES | 750.907 | 34.3134 | 0.00022773 | 0.0076599 | 0.0063119 | -0.001348
8 | YES | 500.242 | 34.1811 | 0.00029083 | 0.0085487 | 0.0068406 | -0.0017081
8 | NO | 349.94 | 34.048 | 0.0002426 | 0.0078735 | 0.0071576 | -0.0007159
8 | NO | 251.004 | 33.9351 | 0.00061053 | 0.0046387 | 0.0073663 | 0.0027277
8 | NO | 224.153 | 33.9028 | 0.0004552 | 0.0061188 | 0.007423 | 0.0013042
8 | NO | 200.072 | 33.8711 | 0.00022802 | 0.0092812 | 0.0074737 | -0.0018074
8 | NO | 175.544 | 33.8269 | 0.00024602 | 0.005928 | 0.0075255 | 0.0015974
8 | NO | 150.634 | 33.7732 | 0.00030718 | 0.0045052 | 0.007578 | 0.0030729
8 | NO | 125.208 | 33.6938 | 0.00036582 | 0.0066605 | 0.0076317 | 0.00097119
8 | NO | 100.292 | 33.3936 | 0.014881 | 0.024715 | 0.0076842 | -0.017031
8 | NO | 75.1353 | 32.9332 | 0.00062318 | -0.0062752 | 0.0077373 | 0.014012
8 | NO | 49.9851 | 32.8286 | 0.00074925 | 0.0068245 | 0.0077903 | 0.00096583
8 | NO | 35.1571 | 32.7799 | 0.0084061 | 0.0045319 | 0.0078216 | 0.0032897
8 | NO | 25.2653 | 32.6406 | 0.019685 | -0.018902 | 0.0078425 | 0.026744
8 | NO | 15.2911 | 32.5968 | 0.003552 | 0.0030365 | 0.0078635 | 0.004827
8 | NO | 5.1977 | 32.5941 | 0.0010932 | 0.0069008 | 0.0078848 | 0.00098399
9 | YES | 1001.51 | 34.4151 | 0.00024156 | 0.0071259 | 0.0057833 | -0.0013425
9 | YES | 751.15 | 34.3272 | 0.00023295 | 0.0059242 | 0.0063114 | 0.00038718
9 | YES | 499.457 | 34.2121 | 0.00032064 | 0.0074463 | 0.0068423 | -0.00060401
9 | NO | 349.53 | 34.1099 | 0.00052376 | 0.0058327 | 0.0071585 | 0.0013258
9 | NO | 249.883 | 34.0114 | 0.00020975 | 0.0063858 | 0.0073687 | 0.00098289
9 | NO | 225.237 | 33.9799 | 0.00059501 | 0.0037613 | 0.0074207 | 0.0036594
9 | NO | 199.997 | 33.9426 | 0.00021965 | 0.0058403 | 0.0074739 | 0.0016336
9 | NO | 175.193 | 33.8998 | 0.00035371 | 0.0077667 | 0.0075262 | -0.0002405
9 | NO | 150.589 | 33.8532 | 0.00053088 | 0.0033455 | 0.0075781 | 0.0042326
9 | NO | 125.328 | 33.7509 | 0.004795 | -0.011417 | 0.0076314 | 0.019049
9 | NO | 100.085 | 33.4288 | 0.0029833 | -0.013569 | 0.0076846 | 0.021254
9 | NO | 74.444 | 32.9501 | 0.0010218 | -0.00086594 | 0.0077387 | 0.0086047
9 | NO | 49.2383 | 32.8842 | 0.00042464 | 0.0071297 | 0.0077919 | 0.00066222
9 | NO | 34.5598 | 32.8251 | 0.0086034 | 0.015492 | 0.0078229 | -0.0076686
9 | NO | 25.4858 | 32.6705 | 0.0055661 | -0.012852 | 0.007842 | 0.020694
9 | NO | 14.9632 | 32.6211 | 0.0012027 | 0.0013428 | 0.0078642 | 0.0065214
9 | NO | 5.3049 | 32.6234 | 0.0015604 | 0.0058594 | 0.0078846 | 0.0020252
10 | YES | 999.467 | 34.4029 | 0.0002964 | 0.0082931 | 0.0057876 | -0.0025055
10 | YES | 749.029 | 34.3195 | 0.00026435 | 0.006916 | 0.0063159 | -0.00060018
10 | YES | 498.377 | 34.1811 | 0.00023509 | 0.0069542 | 0.0068446 | -0.00010964
10 | NO | 350.22 | 34.0666 | 0.00073722 | 0.0078964 | 0.0071571 | -0.00073937
10 | NO | 250.899 | 33.9453 | 0.0002675 | 0.0081253 | 0.0073665 | -0.00075877
10 | NO | 225.601 | 33.8904 | 0.00047325 | 0.0052261 | 0.0074199 | 0.0021938
10 | NO | 200.919 | 33.8583 | 0.00063185 | 0.0064583 | 0.007472 | 0.0010137
10 | NO | 175.301 | 33.8197 | 0.00036491 | 0.0043678 | 0.007526 | 0.0031582
10 | NO | 150.199 | 33.8091 | 0.00041203 | 0.007328 | 0.0075789 | 0.00025091
10 | NO | 124.803 | 33.7524 | 0.00092359 | 0.002594 | 0.0076325 | 0.0050385
10 | NO | 99.3815 | 33.4557 | 0.0013634 | -0.015095 | 0.0076861 | 0.022781
10 | NO | 73.6946 | 32.9389 | 0.00061425 | -0.00043487 | 0.0077403 | 0.0081752
10 | NO | 49.2522 | 32.6576 | 0.00035528 | 0.0068512 | 0.0077919 | 0.00094066
10 | NO | 35.3536 | 32.6034 | 0.0028283 | 0.0008049 | 0.0078212 | 0.0070163
10 | NO | 25.9318 | 32.5486 | 0.0034 | 0.0070457 | 0.0078411 | 0.0007953
10 | NO | 14.8099 | 32.5456 | 0.0049823 | 0.0063515 | 0.0078645 | 0.001513
10 | NO | 4.9095 | 32.5533 | 0.0031108 | 0.0063477 | 0.0078854 | 0.0015377
11 | YES | 997.432 | 34.369 | 0.00026248 | -0.0011215 | 0.0057919 | 0.0069135
11 | YES | 748.037 | 34.2747 | 0.00028299 | 0.0085449 | 0.006318 | -0.002227
11 | YES | 500.996 | 34.1565 | 0.00068088 | 0.0075874 | 0.006839 | -0.0007484
11 | NO | 350.751 | 34.026 | 0.00024395 | 0.0044403 | 0.0071559 | 0.0027156
11 | NO | 249.616 | 33.8626 | 0.00066165 | -0.00099564 | 0.0073692 | 0.0083649
11 | NO | 224.27 | 33.8474 | 0.00039241 | 0.0059013 | 0.0074227 | 0.0015214
11 | NO | 198.572 | 33.8355 | 0.0007799 | 0.0057488 | 0.0074769 | 0.0017282
11 | NO | 175.804 | 33.7936 | 0.0006798 | 0.0085297 | 0.0075249 | -0.0010047
11 | NO | 150.373 | 33.7178 | 0.00076251 | 0.011085 | 0.0075786 | -0.0035069
11 | NO | 125.712 | 33.5062 | 0.00078852 | 0.0093346 | 0.0076306 | -0.001704
11 | NO | 100.55 | 33.2619 | 0.0033355 | 0.026779 | 0.0076837 | -0.019096
11 | NO | 75.1059 | 32.9016 | 0.00055327 | 0.0088463 | 0.0077373 | -0.0011089
11 | NO | 50.4162 | 32.7052 | 0.0038296 | 0.014049 | 0.0077894 | -0.0062601
11 | NO | 35.521 | 32.6631 | 0.0005287 | 0.0057335 | 0.0078208 | 0.0020873
11 | NO | 24.5961 | 32.6104 | 0.0026115 | 0.0020523 | 0.0078439 | 0.0057916
11 | NO | 14.4724 | 32.4258 | 0.00068629 | 0.0036774 | 0.0078652 | 0.0041879
11 | NO | 4.2929 | 32.4267 | 0.00026193 | 0.0049553 | 0.0078867 | 0.0029314
12 | NO | 74.4585 | 32.1392 | 0.00031919 | 0.0031929 | 0.0077387 | 0.0045458
12 | NO | 49.8835 | 32.03 | 0.00039137 | 0.0081444 | 0.0077905 | -0.00035385
12 | NO | 35.1097 | 31.8235 | 0.00086102 | 0.0024528 | 0.0078217 | 0.0053688
12 | NO | 25.2282 | 31.7708 | 0.0014041 | 0.022059 | 0.0078425 | -0.014216
12 | NO | 15.0651 | 30.8563 | 0.00078882 | -0.012135 | 0.007864 | 0.019999
12 | NO | 5.3797 | 30.7334 | 0.017633 | -0.051968 | 0.0078844 | 0.059852
13 | NO | 77.5511 | 32.1092 | 0.00058594 | 0.0083389 | 0.0077322 | -0.00060676
13 | NO | 74.5306 | 32.1068 | 0.00031624 | 0.0088654 | 0.0077385 | -0.0011268
13 | NO | 49.381 | 31.955 | 0.00034765 | 0.0049953 | 0.0077916 | 0.0027962
13 | NO | 34.8766 | 31.7912 | 0.0012726 | 0.0092583 | 0.0078222 | -0.0014361
13 | NO | 25.3872 | 31.7105 | 0.0054285 | 0.024391 | 0.0078422 | -0.016549
13 | NO | 15.5099 | 30.8566 | 0.0017958 | -0.1278 | 0.007863 | 0.13566
13 | NO | 5.1326 | 30.7939 | 0.0048698 | 0.0007534 | 0.0078849 | 0.0071315
14 | NO | 67.99 | 32.2082 | 0.00060604 | 0.0073624 | 0.0077523 | 0.00038997
14 | NO | 49.6589 | 32.2074 | 0.00066515 | 0.0068169 | 0.007791 | 0.00097415
14 | NO | 35.0988 | 32.062 | 0.01223 | -0.05352 | 0.0078217 | 0.061342
14 | NO | 25.0763 | 31.7761 | 0.0045911 | -0.085951 | 0.0078429 | 0.093794
14 | NO | 15.4697 | 31.0727 | 0.008848 | -0.030365 | 0.0078631 | 0.038228
14 | NO | 5.3431 | 31.0537 | 0.0022267 | 0.0049934 | 0.0078845 | 0.002891
15 | NO | 61.1026 | 32.1743 | 0.00059112 | 0.0094337 | 0.0077669 | -0.0016669
15 | NO | 49.5835 | 32.1734 | 0.00037228 | 0.006218 | 0.0077912 | 0.0015732
15 | NO | 35.1975 | 32.1648 | 0.0014054 | 0.011738 | 0.0078215 | -0.0039163
15 | NO | 25.5031 | 31.8347 | 0.0036099 | -0.0089569 | 0.007842 | 0.016799
15 | NO | 15.5194 | 31.2924 | 0.0063767 | -0.047714 | 0.007863 | 0.055577
15 | NO | 5.4465 | 31.2764 | 0.00073107 | 0.0064335 | 0.0078843 | 0.0014508
16 | NO | 67.5659 | 32.3522 | 0.001132 | 0.018185 | 0.0077532 | -0.010431
16 | NO | 49.909 | 32.1951 | 0.003075 | 0.02639 | 0.0077905 | -0.0186
16 | NO | 35.2956 | 32.0508 | 0.00083968 | 0.0034637 | 0.0078213 | 0.0043576
16 | NO | 25.2739 | 32.0255 | 0.0052648 | 0.021286 | 0.0078424 | -0.013444
16 | NO | 15.3549 | 31.775 | 0.0050694 | -0.011713 | 0.0078634 | 0.019576
16 | NO | 5.4243 | 31.7557 | 0.0021651 | 0.0073624 | 0.0078843 | 0.00052194
17 | NO | 48.7636 | 32.5075 | 0.0012951 | 0.012958 | 0.0077929 | -0.0051656
17 | NO | 35.297 | 32.4947 | 0.00081864 | 0.0030899 | 0.0078213 | 0.0047314
17 | NO | 24.9743 | 32.4936 | 0.003088 | 0.0021973 | 0.0078431 | 0.0056458
17 | NO | 15.0386 | 32.5717 | 0.015747 | 0.023735 | 0.007864 | -0.015871
17 | NO | 5.1695 | 31.4744 | 0.00085673 | -0.012825 | 0.0078848 | 0.02071
18 | NO | 43.3818 | 32.8204 | 0.00023665 | 0.0084915 | 0.0078042 | -0.00068727
18 | NO | 34.5943 | 32.8213 | 0.0011815 | 0.0060082 | 0.0078228 | 0.0018146
18 | NO | 25.2985 | 32.8177 | 0.00079106 | 0.0051689 | 0.0078424 | 0.0026735
18 | NO | 15.2292 | 32.8066 | 0.00023806 | 0.0061264 | 0.0078636 | 0.0017372
18 | NO | 5.258 | 32.6863 | 0.0052829 | -0.0054359 | 0.0078847 | 0.013321
19 | NO | 42.8042 | 32.5702 | 0.00081136 | 0.0073242 | 0.0078055 | 0.00048124
19 | NO | 34.6191 | 32.574 | 0.0014272 | 0.0058327 | 0.0078227 | 0.0019901
19 | NO | 25.2848 | 32.5838 | 0.00057273 | 0.0072098 | 0.0078424 | 0.00063264
19 | NO | 15.3051 | 32.5859 | 0.00027237 | 0.0078468 | 0.0078635 | 1.6636e-05
19 | NO | 5.2506 | 31.032 | 0.012809 | -0.010452 | 0.0078847 | 0.018337
20 | NO | 40.5458 | 32.5735 | 0.0020849 | 0.014069 | 0.0078102 | -0.0062584
20 | NO | 34.3973 | 32.5639 | 0.0016246 | 0.0073013 | 0.0078232 | 0.00052187
20 | NO | 24.0027 | 32.5071 | 0.00072594 | 0.0026779 | 0.0078451 | 0.0051672
20 | NO | 14.9609 | 32.4879 | 0.00025902 | 0.0040817 | 0.0078642 | 0.0037825
20 | NO | 5.2358 | 31.4967 | 0.014938 | -0.020798 | 0.0078847 | 0.028682
21 | NO | 33.4182 | 32.3212 | 0.00070191 | 0.053379 | 0.0078253 | -0.045554
21 | NO | 25.1187 | 32.0127 | 0.00035461 | -0.043762 | 0.0078428 | 0.051605
21 | NO | 15.3003 | 31.9744 | 0.00046085 | -0.0051899 | 0.0078635 | 0.013053
21 | NO | 5.1929 | 31.8612 | 0.0021352 | -0.019443 | 0.0078848 | 0.027328
22 | NO | 39.995 | 32.4057 | 0.0010088 | 0.029766 | 0.0078114 | -0.021955
22 | NO | 35.1431 | 32.4041 | 0.00044788 | 0.0070496 | 0.0078216 | 0.00077206
22 | NO | 24.823 | 32.0663 | 0.0025313 | -0.075943 | 0.0078434 | 0.083786
22 | NO | 14.6838 | 31.8761 | 0.0023453 | -0.014921 | 0.0078648 | 0.022786
22 | NO | 4.8412 | 32.023 | 0.00070438 | 0.023026 | 0.0078855 | -0.01514
23 | NO | 43.4328 | 32.7219 | 0.0029983 | 0.034199 | 0.0078041 | -0.026395
23 | NO | 35.345 | 32.7084 | 0.00049295 | 0.0014725 | 0.0078212 | 0.0063487
23 | NO | 25.0446 | 32.7073 | 0.00052045 | -0.0010338 | 0.0078429 | 0.0088767
23 | NO | 15.0774 | 32.6935 | 0.00024934 | 0.0060768 | 0.0078639 | 0.0017871
23 | NO | 5.1128 | 31.3816 | 0.13035 | 0.017866 | 0.007885 | -0.0099811
24 | NO | 43.3383 | 32.8416 | 0.001105 | 0.027969 | 0.0078043 | -0.020165
24 | NO | 34.1946 | 32.8404 | 0.00028465 | 0.0066452 | 0.0078236 | 0.0011784
24 | NO | 24.6099 | 32.8409 | 0.00054308 | 0.0070305 | 0.0078438 | 0.00081335
24 | NO | 14.9834 | 32.8434 | 0.00022806 | 0.0067635 | 0.0078641 | 0.0011007
24 | NO | 5.2877 | 31.4445 | 0.053481 | 0.0907 | 0.0078846 | -0.082816
25 | NO | 47.4533 | 32.1668 | 0.00072354 | 0.0054817 | 0.0077957 | 0.0023139
25 | NO | 34.5286 | 32.1668 | 0.00049722 | 0.0048485 | 0.0078229 | 0.0029744
25 | NO | 25.3838 | 32.1718 | 0.0021198 | 0.0060043 | 0.0078422 | 0.0018379
25 | NO | 15.011 | 32.1882 | 0.024264 | -0.0018921 | 0.0078641 | 0.0097562
25 | NO | 5.2449 | 31.979 | 0.0071362 | 0.0081997 | 0.0078847 | -0.00031501
26 | NO | 47.6642 | 32.2213 | 0.00030909 | 0.0067558 | 0.0077952 | 0.0010394
26 | NO | 34.5191 | 32.2205 | 0.00026116 | 0.0054665 | 0.0078229 | 0.0023565
26 | NO | 24.6851 | 32.2175 | 0.00049525 | 0.0050125 | 0.0078437 | 0.0028312
26 | NO | 14.8484 | 32.0051 | 0.018016 | -0.0074348 | 0.0078644 | 0.015299
26 | NO | 4.6874 | 32.0021 | 0.00167 | 0.0063667 | 0.0078859 | 0.0015191
27 | NO | 46.9018 | 32.273 | 0.00052114 | 0.0059357 | 0.0077968 | 0.0018612
27 | NO | 34.6057 | 32.2757 | 0.00041515 | 0.0058899 | 0.0078228 | 0.0019329
27 | NO | 25.0026 | 32.2747 | 0.0019611 | 0.0030403 | 0.007843 | 0.0048027
27 | NO | 15.0549 | 32.1805 | 0.029661 | -0.035332 | 0.007864 | 0.043196
27 | NO | 5.2086 | 32.2343 | 0.033746 | -2.6703e-05 | 0.0078848 | 0.0079115
28 | NO | 29.3 | 32.2233 | 0.00064801 | 0.017044 | 0.0078339 | -0.0092102
28 | NO | 24.6423 | 32.1747 | 0.0026061 | 0.03508 | 0.0078438 | -0.027236
28 | NO | 14.9019 | 32.0516 | 0.0025324 | 0.0031128 | 0.0078643 | 0.0047515
28 | NO | 4.9419 | 31.9551 | 0.0015045 | 0.0032425 | 0.0078853 | 0.0046428
29 | NO | 41.748 | 32.3909 | 0.00030202 | 0.0057259 | 0.0078077 | 0.0020818
29 | NO | 34.4202 | 32.3874 | 0.00027222 | 0.0057831 | 0.0078231 | 0.0020401
29 | NO | 24.6445 | 32.3861 | 0.00025307 | 0.0051918 | 0.0078438 | 0.002652
29 | NO | 15.06 | 32.3929 | 0.0043603 | -0.0017166 | 0.007864 | 0.0095806
29 | NO | 4.9124 | 32.4072 | 0.0015466 | 0.0035667 | 0.0078854 | 0.0043186
30 | NO | 44.0722 | 32.7015 | 0.00030057 | 0.0045204 | 0.0078028 | 0.0032824
30 | NO | 34.6535 | 32.7038 | 0.0003649 | 0.0077515 | 0.0078227 | 7.1195e-05
30 | NO | 25.0213 | 32.6948 | 0.00023594 | 0.0052299 | 0.007843 | 0.002613
30 | NO | 15.1663 | 32.6538 | 0.0036332 | -0.00020981 | 0.0078638 | 0.0080736
30 | NO | 5.1349 | 32.6584 | 0.00078447 | 0.0012321 | 0.0078849 | 0.0066528
31 | NO | 45.0583 | 32.6386 | 0.00032007 | 0.0052643 | 0.0078007 | 0.0025364
31 | NO | 34.6554 | 32.641 | 0.00031928 | 0.0053024 | 0.0078227 | 0.0025202
31 | NO | 25.1012 | 32.5997 | 0.00088952 | -0.0033684 | 0.0078428 | 0.011211
31 | NO | 15.0297 | 32.5204 | 0.0016016 | 0.00085449 | 0.007864 | 0.0070096
31 | NO | 5.0505 | 32.4357 | 0.0020009 | 0.0015297 | 0.0078851 | 0.0063554
32 | NO | 30.3609 | 31.809 | 0.0014172 | 0.015896 | 0.0078317 | -0.0080641
32 | NO | 24.7473 | 31.7664 | 0.00065964 | 0.0014439 | 0.0078435 | 0.0063997
32 | NO | 15.1401 | 31.7793 | 0.00052884 | 0.002243 | 0.0078638 | 0.0056208
32 | NO | 5.3368 | 31.578 | 0.0031366 | -0.007019 | 0.0078845 | 0.014904
33 | NO | 37.9313 | 32.635 | 0.27665 | 0.52553 | 0.0078157 | -0.51771
33 | NO | 34.511 | 32.12 | 0.00082858 | 0.0057297 | 0.007823 | 0.0020933
33 | NO | 25.0206 | 32.1194 | 0.00067997 | 0.0047073 | 0.007843 | 0.0031356
33 | NO | 15.2815 | 31.8945 | 0.0035214 | -0.0091705 | 0.0078635 | 0.017034
33 | NO | 5.1424 | 31.7547 | 0.0042129 | -0.011469 | 0.0078849 | 0.019354
34 | NO | 43.2436 | 32.1951 | 0.00027277 | 0.0055275 | 0.0078045 | 0.002277
34 | NO | 34.517 | 32.1945 | 0.00036747 | 0.0062981 | 0.0078229 | 0.0015249
34 | NO | 25.0143 | 32.1907 | 0.00077975 | 0.0062866 | 0.007843 | 0.0015564
34 | NO | 15.1435 | 32.1814 | 0.00093479 | 0.0068817 | 0.0078638 | 0.0009821
34 | NO | 5.1859 | 32.1529 | 0.0044618 | 0.012535 | 0.0078848 | -0.0046503
35 | NO | 45.3355 | 32.4009 | 0.0011891 | 0.0098801 | 0.0078001 | -0.0020799
35 | NO | 35.0445 | 32.3577 | 0.00060703 | -0.00040436 | 0.0078218 | 0.0082262
35 | NO | 25.3625 | 32.3139 | 0.00086984 | -0.010845 | 0.0078423 | 0.018687
35 | NO | 15.0743 | 32.241 | 0.0020274 | -0.0018005 | 0.007864 | 0.0096645
35 | NO | 4.9814 | 32.2134 | 0.0046952 | 0.012306 | 0.0078852 | -0.004421
36 | NO | 48.5897 | 32.7653 | 0.00025607 | 0.0040207 | 0.0077933 | 0.0037726
36 | NO | 35.1514 | 32.7615 | 0.0016775 | 0.0058861 | 0.0078216 | 0.0019355
36 | NO | 25.0982 | 32.7575 | 0.0011468 | 0.0029182 | 0.0078428 | 0.0049246
36 | NO | 15.1949 | 32.7391 | 0.00028095 | 0.0036163 | 0.0078637 | 0.0042474
36 | NO | 5.0568 | 32.6775 | 0.0069732 | -0.010586 | 0.0078851 | 0.018471
37 | NO | 54.6914 | 32.8923 | 0.00024381 | 0.0052147 | 0.0077804 | 0.0025657
37 | NO | 35.0316 | 32.879 | 0.003079 | -0.0089417 | 0.0078219 | 0.016764
37 | NO | 25.298 | 32.8682 | 0.00096221 | -0.015812 | 0.0078424 | 0.023654
37 | NO | 15.126 | 32.883 | 0.066906 | 0.029034 | 0.0078638 | -0.02117
37 | NO | 5.3079 | 32.7859 | 0.013792 | -0.027367 | 0.0078846 | 0.035251
38 | NO | 45.4734 | 32.7431 | 0.00036315 | 0.00075913 | 0.0077998 | 0.0070407
38 | NO | 34.6313 | 32.7368 | 0.00025721 | 0.0055199 | 0.0078227 | 0.0023028
38 | NO | 25.2704 | 32.7121 | 0.00060374 | -0.020145 | 0.0078424 | 0.027988
38 | NO | 15.3947 | 32.5834 | 0.0034286 | -0.067059 | 0.0078633 | 0.074922
38 | NO | 5.2839 | 32.5237 | 0.011722 | -0.0059853 | 0.0078846 | 0.01387
39 | NO | 45.5425 | 32.7252 | 0.00031968 | 0.010235 | 0.0077997 | -0.0024351
39 | NO | 34.757 | 32.7004 | 0.00034745 | 0.0016785 | 0.0078224 | 0.006144
39 | NO | 25.245 | 32.684 | 0.00043258 | 0.0022507 | 0.0078425 | 0.0055918
39 | NO | 15.3634 | 32.6827 | 0.00049317 | 0.0025635 | 0.0078633 | 0.0052999
39 | NO | 5.4229 | 32.5653 | 0.0033613 | -0.01075 | 0.0078843 | 0.018634
40 | NO | 45.6691 | 32.693 | 0.00035019 | 0.004509 | 0.0077994 | 0.0032905
40 | NO | 34.8948 | 32.6929 | 0.00025775 | 0.0054588 | 0.0078221 | 0.0023633
40 | NO | 25.0902 | 32.6921 | 0.00033224 | 0.0025864 | 0.0078428 | 0.0052565
40 | NO | 15.0626 | 32.7426 | 0.0057877 | 0.012707 | 0.007864 | -0.0048428
40 | NO | 5.4221 | 32.6112 | 0.0057971 | 0.0024757 | 0.0078843 | 0.0054086
41 | NO | 52.8765 | 32.9178 | 0.00029543 | 0.009491 | 0.0077842 | -0.0017068
41 | NO | 49.4675 | 32.9177 | 0.00026242 | 0.0055046 | 0.0077914 | 0.0022868
41 | NO | 34.8122 | 32.9176 | 0.00024131 | 0.0051842 | 0.0078223 | 0.0026382
41 | NO | 25.1938 | 32.9023 | 0.00069023 | 0.00078964 | 0.0078426 | 0.007053
41 | NO | 15.1448 | 32.8958 | 0.003045 | 0.0041962 | 0.0078638 | 0.0036676
41 | NO | 5.2327 | 32.8154 | 0.0038738 | -0.0087128 | 0.0078847 | 0.016597
42 | NO | 37.7136 | 32.2178 | 0.0004341 | 0.052109 | 0.0078162 | -0.044293
42 | NO | 34.4657 | 32.2176 | 0.00027863 | 0.0083504 | 0.0078231 | -0.00052732
42 | NO | 24.9052 | 32.1962 | 0.0021927 | 0.0065422 | 0.0078432 | 0.001301
42 | NO | 15.2438 | 31.8884 | 0.001078 | -0.016396 | 0.0078636 | 0.024259
42 | NO | 4.829 | 31.8964 | 0.00026224 | 0.065447 | 0.0078856 | -0.057561
43 | NO | 38.5146 | 32.1899 | 0.00041049 | 0.063408 | 0.0078145 | -0.055593
43 | NO | 34.4357 | 32.1899 | 0.00046357 | 0.010803 | 0.0078231 | -0.0029801
43 | NO | 24.5788 | 32.1877 | 0.0058246 | 0.015492 | 0.0078439 | -0.0076476
43 | NO | 15.1608 | 31.9621 | 0.0011438 | -0.0039768 | 0.0078638 | 0.011841
43 | NO | 5.3506 | 31.789 | 0.00075569 | -0.031502 | 0.0078845 | 0.039386
44 | NO | 40.2916 | 32.188 | 0.0059423 | 0.0089149 | 0.0078108 | -0.0011042
44 | NO | 35.115 | 32.1367 | 0.00032135 | 0.0019112 | 0.0078217 | 0.0059105
44 | NO | 24.9891 | 31.9743 | 0.0020825 | -0.019424 | 0.007843 | 0.027267
44 | NO | 15.0963 | 31.8572 | 0.0016053 | -0.014702 | 0.0078639 | 0.022566
44 | NO | 5.343 | 31.7264 | 0.010271 | -0.0074482 | 0.0078845 | 0.015333
45 | NO | 40.2787 | 32.5578 | 0.0015435 | 0.2129 | 0.0078108 | -0.20509
45 | NO | 34.9329 | 32.1563 | 0.0080049 | -0.22441 | 0.0078221 | 0.23223
45 | NO | 25.3135 | 32.0577 | 0.0082251 | -0.021416 | 0.0078424 | 0.029258
45 | NO | 15.3313 | 32.0077 | 0.002271 | 0.0086327 | 0.0078634 | -0.00076925
45 | NO | 5.0189 | 31.9694 | 0.0052484 | 0.0042591 | 0.0078852 | 0.0036261
46 | NO | 41.5878 | 32.5779 | 0.00085981 | 0.060451 | 0.007808 | -0.052643
46 | NO | 34.8385 | 32.5772 | 0.0002423 | 0.0079231 | 0.0078223 | -0.00010086
46 | NO | 24.9902 | 32.4849 | 0.0043239 | 0.049973 | 0.007843 | -0.042129
46 | NO | 14.8973 | 31.97 | 0.024505 | -0.074841 | 0.0078643 | 0.082705
46 | NO | 5.2558 | 31.9644 | 0.01342 | 0.0093174 | 0.0078847 | -0.0014327
47 | NO | 40.4638 | 32.3999 | 0.00083087 | 0.020271 | 0.0078104 | -0.012461
47 | NO | 34.9857 | 32.3997 | 0.00028169 | 0.0069771 | 0.007822 | 0.00084487
47 | NO | 25.0157 | 32.4001 | 0.00026431 | 0.005928 | 0.007843 | 0.0019149
47 | NO | 14.8077 | 32.4915 | 0.00062928 | 0.008316 | 0.0078645 | -0.00045153
47 | NO | 5.0678 | 32.2162 | 0.0091364 | -0.018864 | 0.0078851 | 0.026749
48 | NO | 58.6094 | 32.1235 | 0.00054579 | 0.049591 | 0.0077721 | -0.041819
48 | NO | 49.639 | 31.9818 | 0.00057751 | 0.0069084 | 0.007791 | 0.00088263
48 | NO | 34.6874 | 31.8123 | 0.0028386 | -0.0096092 | 0.0078226 | 0.017432
48 | NO | 24.9211 | 31.6529 | 0.0052333 | -0.039402 | 0.0078432 | 0.047245
48 | NO | 14.7591 | 31.1804 | 0.004885 | 0.042858 | 0.0078646 | -0.034993
48 | NO | 4.8919 | 30.3996 | 0.023443 | -0.029676 | 0.0078854 | 0.037562
49 | NO | 61.9161 | 32.1734 | 0.0017762 | 0.035114 | 0.0077652 | -0.027349
49 | NO | 49.0595 | 31.9722 | 0.0017569 | 0.0086689 | 0.0077923 | -0.00087663
49 | NO | 34.1965 | 31.7834 | 0.0018747 | -0.0036106 | 0.0078236 | 0.011434
49 | NO | 24.5029 | 31.662 | 0.0011666 | 0.010349 | 0.0078441 | -0.0025052
49 | NO | 15.6557 | 31.348 | 0.0050919 | -0.0161 | 0.0078627 | 0.023963
49 | NO | 4.5381 | 30.2779 | 0.00079075 | -0.03212 | 0.0078862 | 0.040006
50 | NO | 67.2266 | 32.2124 | 0.00060747 | 0.0067101 | 0.007754 | 0.0010439
50 | NO | 49.306 | 32.0542 | 0.0019604 | -0.0010071 | 0.0077917 | 0.0087988
50 | NO | 35.6236 | 31.9174 | 0.0015981 | -0.0099182 | 0.0078206 | 0.017739
50 | NO | 24.9507 | 31.5843 | 0.0011263 | -0.056423 | 0.0078431 | 0.064266
50 | NO | 14.6015 | 31.2054 | 0.016557 | -0.064959 | 0.0078649 | 0.072824
50 | NO | 5.1387 | 30.1842 | 0.001338 | -0.27771 | 0.0078849 | 0.2856
51 | NO | 79.4691 | 32.1905 | 0.00041746 | 0.0032921 | 0.0077281 | 0.004436
51 | NO | 50.603 | 32.0305 | 0.0030725 | -0.0087776 | 0.007789 | 0.016567
51 | NO | 35.5322 | 31.8715 | 0.002148 | -0.021234 | 0.0078208 | 0.029055
51 | NO | 24.8531 | 31.4863 | 0.022176 | -0.064802 | 0.0078433 | 0.072646
51 | NO | 14.6814 | 30.9456 | 0.01174 | -0.073021 | 0.0078648 | 0.080886
51 | NO | 5.0209 | 30.5679 | 0.0057336 | -0.016706 | 0.0078852 | 0.024592
52 | NO | 107.833 | 32.1768 | 0.00094968 | 0.0045624 | 0.0076683 | 0.0031059
52 | NO | 75.2703 | 32.16 | 0.022997 | -0.0030708 | 0.007737 | 0.010808
52 | NO | 50.1367 | 31.9599 | 0.0096565 | -0.0027695 | 0.00779 | 0.010559
52 | NO | 35.3061 | 31.6838 | 0.0094404 | 0.013378 | 0.0078213 | -0.0055568
52 | NO | 24.8884 | 31.5383 | 0.01035 | -0.044205 | 0.0078433 | 0.052048
52 | NO | 14.6536 | 31.2321 | 0.0080238 | -0.056158 | 0.0078648 | 0.064023
52 | NO | 5.1472 | 30.0338 | 0.062302 | 0.0050411 | 0.0078849 | 0.0028438
53 | NO | 121.897 | 32.3364 | 0.00026342 | 0.0049324 | 0.0076386 | 0.0027062
53 | NO | 99.9868 | 32.3388 | 0.0008003 | 0.0042076 | 0.0076849 | 0.0034772
53 | NO | 74.472 | 32.3419 | 0.00093405 | 0.0054169 | 0.0077387 | 0.0023218
53 | NO | 49.4519 | 31.9601 | 0.0025014 | -0.032377 | 0.0077914 | 0.040169
53 | NO | 34.7808 | 31.8679 | 0.00070164 | -0.011827 | 0.0078224 | 0.01965
53 | NO | 24.8776 | 31.6374 | 0.0048452 | -0.061892 | 0.0078433 | 0.069735
53 | NO | 14.8453 | 31.2011 | 0.0034032 | -0.062094 | 0.0078644 | 0.069958
53 | NO | 4.7372 | 30.6909 | 0.0072025 | -0.0035248 | 0.0078858 | 0.011411
54 | NO | 107.655 | 32.2478 | 0.0036116 | 0.0066338 | 0.0076687 | 0.0010349
54 | NO | 100.744 | 32.2438 | 0.0017872 | 0.0066338 | 0.0076833 | 0.0010495
54 | NO | 75.6792 | 32.2181 | 0.00024413 | 0.0038757 | 0.0077361 | 0.0038604
54 | NO | 49.1977 | 32.2126 | 0.0013646 | 0.0049972 | 0.007792 | 0.0027947
54 | NO | 34.3632 | 32.2061 | 0.00047731 | 0.002655 | 0.0078233 | 0.0051682
54 | NO | 25.5878 | 32.2088 | 0.00031369 | 0.0057526 | 0.0078418 | 0.0020892
54 | NO | 15.8019 | 31.5499 | 0.0044888 | -0.084776 | 0.0078624 | 0.092638
54 | NO | 4.7696 | 31.1921 | 0.036333 | 0.057768 | 0.0078857 | -0.049882
55 | NO | 87.6266 | 32.1864 | 0.00033369 | 0.0068436 | 0.0077109 | 0.00086735
55 | NO | 75.1339 | 32.1872 | 0.00095342 | 0.0056534 | 0.0077373 | 0.0020839
55 | NO | 50.4261 | 32.1713 | 0.00051938 | 0.0049515 | 0.0077894 | 0.0028379
55 | NO | 34.6893 | 32.1626 | 0.00029981 | 0.0023537 | 0.0078226 | 0.0054689
55 | NO | 24.6938 | 32.1027 | 0.00076905 | -0.016132 | 0.0078437 | 0.023976
55 | NO | 14.4345 | 31.8059 | 0.077684 | 0.0053444 | 0.0078653 | 0.0025209
55 | NO | 4.7519 | 31.531 | 0.0019631 | 0.00055695 | 0.0078857 | 0.0073288
56 | NO | 52.2101 | 32.1645 | 0.0008256 | 0.0099793 | 0.0077856 | -0.0021936
56 | NO | 34.6956 | 32.1549 | 0.00033837 | 0.0020523 | 0.0078226 | 0.0057703
56 | NO | 24.6168 | 32.1247 | 0.00097565 | -0.0012398 | 0.0078438 | 0.0090836
56 | NO | 14.364 | 31.9404 | 0.013162 | 0.018873 | 0.0078655 | -0.011008
56 | NO | 4.7779 | 31.887 | 0.0094444 | 0.0061951 | 0.0078857 | 0.0016906
57 | NO | 42.4945 | 31.8812 | 0.00025327 | 0.028641 | 0.0078061 | -0.020835
57 | NO | 34.4122 | 31.7336 | 0.00057133 | -0.032883 | 0.0078232 | 0.040706
57 | NO | 24.8386 | 31.4576 | 0.0068519 | -0.11687 | 0.0078434 | 0.12471
57 | NO | 14.8438 | 31.2568 | 0.0023505 | -0.068625 | 0.0078644 | 0.076489
57 | NO | 4.8845 | 31.25 | 0.00026305 | -0.0043259 | 0.0078854 | 0.012211
YES
YES
YES
NO
NO
NO
NO
NO
NO
NO
NO
NO
NO
NO
NO
NO
NO
YES
YES
YES
NO
NO
NO
NO
NO
NO
NO
NO
NO
NO
NO
NO
NO
NO
YES
YES
YES
NO
NO
NO
NO
NO
NO
NO
NO
NO
NO
NO
NO
NO
NO
YES
YES
YES
NO
NO
NO
NO
NO
NO
NO
NO
NO
NO
NO
NO
NO
NO
YES
YES
YES
NO
NO
NO
NO
NO
NO
NO
NO
NO
NO
NO
NO
NO
NO
YES
YES
YES
NO
NO
NO
NO
NO
NO
NO
NO
NO
NO
NO
NO
NO
NO
YES
YES
YES
NO
NO
NO
NO
NO
NO
NO
NO
NO
NO
NO
NO
NO
NO
YES
YES
YES
NO
NO
NO
NO
NO
NO
NO
NO
NO
NO
NO
NO
NO
NO
YES
YES
YES
NO
NO
NO
NO
NO
NO
NO
NO
NO
NO
NO
NO
NO
NO
YES
YES
YES
NO
NO
NO
NO
NO
NO
NO
NO
NO
NO
NO
NO
NO
NO
YES
YES
YES
NO
NO
NO
NO
NO
NO
NO
NO
NO
NO
NO
NO
NO
NO
NO
NO
NO
NO
NO
NO
NO
NO
NO
NO
NO
NO
NO
NO
NO
NO
NO
NO
NO
NO
NO
NO
NO
NO
NO
NO
NO
NO
NO
NO
NO
NO
NO
NO
NO
NO
NO
NO
NO
NO
NO
NO
NO
NO
NO
NO
NO
NO
NO
NO
NO
NO
NO
NO
NO
NO
NO
NO
NO
NO
NO
NO
NO
NO
NO
NO
NO
NO
NO
NO
NO
NO
NO
NO
NO
NO
NO
NO
NO
NO
NO
NO
NO
NO
NO
NO
NO
NO
NO
NO
NO
NO
NO
NO
NO
NO
NO
NO
NO
NO
NO
NO
NO
NO
NO
NO
NO
NO
NO
NO
NO
NO
NO
NO
NO
NO
NO
NO
NO
NO
NO
NO
NO
NO
NO
NO
NO
NO
NO
NO
NO
NO
NO
NO
NO
NO
NO
NO
NO
NO
NO
NO
NO
NO
NO
NO
NO
NO
NO
NO
NO
NO
NO
NO
NO
NO
NO
NO
NO
NO
NO
NO
NO
NO
NO
NO
NO
NO
NO
NO
NO
NO
NO
NO
NO
NO
NO
NO
NO
NO
NO
NO
NO
NO
NO
NO
NO
NO
NO
NO
NO
NO
NO
NO
NO
NO
NO
NO
NO
NO
NO
NO
NO
NO
NO
NO
NO
NO
NO
NO
NO
NO
NO
NO
NO
NO
NO
NO
NO
NO
NO
NO
NO
NO
NO
NO
NO
NO
NO
NO
NO
NO
NO
NO
NO
NO
NO
NO
NO
NO
NO
NO
NO
NO
NO
NO
NO
NO
FIT vs. Press*
FIT vs. Sal1
FIT vs. File Pair #
MAKE/UPDATE CHART
CREATE CAL CTRL
INCLUDE/EXCLUDE

## Fit_3
Calculation of Linear Least Squares Fit For
(Sal0 - Sal_Bot)
3
Fit Equation: Diff = m * Prop + b
where: Diff =Diff (Sal0 - Sal_Bot), Prop=File Pair #
Coefficients |  |  |  | Error Estimates |  |  |  | Regression Line Limits
| Value | Std Err. |  | Coeff of Determination |  | 0.0041028 |  | X | CALC Y
m= | 4.0666e-05 | 4.0313e-05 |  | Std Dev of Resid |  | 0.010781 |  | 1 | -0.0022332
b= | -0.0022738 | 0.0010405 |  | Resid Sum of Squares |  | 0.028711 |  | 57 | 4.4107e-05
# of Values Extracted = |  |  | 435
# of Values Used in Fit = |  |  | 249
File | Use | Press* | Sal0 | Sal0 | Diff (Sal0 - Sal_Bot) |  |  |  | Fit vs. | File Pair #
Pair # | in Fit? | Average | Average | Std Dev | Measured | Fit | Resid |  | X | Y
1 | YES | 1000.59 | 34.3719 | 0.00027823 | 0.0019035 | -0.0022332 | -0.0041367 |  | 1 | 0.0019035
1 | YES | 750.062 | 34.2607 | 0.00025643 | 0.0011635 | -0.0022332 | -0.0033967 |  | 1 | 0.0011635
1 | YES | 499.725 | 34.0898 | 0.000259 | 0.00099182 | -0.0022332 | -0.003225 |  | 1 | 0.00099182
1 | YES | 350.334 | 33.9865 | 0.000254 | 0.00097275 | -0.0022332 | -0.0032059 |  | 1 | 0.00097275
1 | YES | 250.617 | 33.9517 | 0.00048739 | 0.0021591 | -0.0022332 | -0.0043923 |  | 1 | 0.0021591
1 | YES | 225.572 | 33.9356 | 0.00024084 | 0.0010834 | -0.0022332 | -0.0033165 |  | 1 | 0.0010834
1 | YES | 200.388 | 33.9239 | 0.00022504 | -0.003479 | -0.0022332 | 0.0012458 |  | 1 | -0.003479
1 | YES | 175.837 | 33.8803 | 0.00073666 | -0.0029373 | -0.0022332 | 0.00070414 |  | 1 | -0.0029373
1 | YES | 150.077 | 33.8306 | 0.00078477 | 0.0081558 | -0.0022332 | -0.010389 |  | 1 | 0.0081558
1 | NO | 124.933 | 33.7193 | 0.0052134 | -0.0075073 | -0.0022332 | 0.0052741 |  | 1 | -0.0032425
1 | NO | 99.7627 | 33.4654 | 0.0070622 | 0.026871 | -0.0022332 | -0.029104 |  | 1 | 0.00093269
1 | NO | 74.4629 | 32.8051 | 0.0026631 | 0.0024147 | -0.0022332 | -0.0046479 |  | 2 | -0.0079804
1 | NO | 49.4325 | 32.3142 | 0.0053642 | 0.021587 | -0.0022332 | -0.023821 |  | 2 | -0.0032883
1 | NO | 35.579 | 31.9002 | 0.0015706 | 0.004446 | -0.0022332 | -0.0066792 |  | 2 | 0.0018997
1 | NO | 25.9498 | 31.5897 | 0.0042549 | -0.029541 | -0.0022332 | 0.027308 |  | 2 | -0.0046692
1 | YES | 14.4729 | 31.4859 | 0.00091644 | -0.0032425 | -0.0022332 | 0.0010093 |  | 2 | -0.0018578
1 | YES | 4.9697 | 31.4825 | 0.00039412 | 0.00093269 | -0.0022332 | -0.0031659 |  | 2 | -0.0012245
2 | YES | 1001.09 | 34.3829 | 0.00025379 | -0.0079804 | -0.0021925 | 0.0057878 |  | 2 | -0.010887
2 | YES | 751.657 | 34.2671 | 0.00031323 | -0.0032883 | -0.0021925 | 0.0010958 |  | 2 | -0.0055504
2 | YES | 500.121 | 34.0821 | 0.00025687 | 0.0018997 | -0.0021925 | -0.0040922 |  | 2 | -0.011707
2 | YES | 349.915 | 33.9482 | 0.00027913 | -0.0046692 | -0.0021925 | 0.0024767 |  | 2 | 0.0065002
2 | YES | 249.585 | 33.9276 | 0.00056791 | -0.0018578 | -0.0021925 | -0.00033475 |  | 2 | 0.0004158
2 | YES | 225.257 | 33.9176 | 0.00024335 | -0.0012245 | -0.0021925 | -0.00096799 |  | 3 | -0.0015602
2 | YES | 200.139 | 33.901 | 0.00045675 | -0.010887 | -0.0021925 | 0.0086946 |  | 3 | -0.0020752
2 | YES | 175.647 | 33.8653 | 0.00055536 | -0.0055504 | -0.0021925 | 0.0033579 |  | 3 | -0.0073051
2 | YES | 149.192 | 33.8394 | 0.00070902 | -0.011707 | -0.0021925 | 0.0095148 |  | 3 | -0.0021095
2 | NO | 124.397 | 33.6113 | 0.0028086 | 0.0092735 | -0.0021925 | -0.011466 |  | 3 | -0.0029793
2 | NO | 99.7287 | 33.1346 | 0.007079 | 0.0036926 | -0.0021925 | -0.0058851 |  | 3 | -0.0055695
2 | YES | 74.6182 | 32.6378 | 0.00056329 | 0.0065002 | -0.0021925 | -0.0086927 |  | 3 | -0.00039673
2 | NO | 49.7332 | 32.1125 | 0.0029474 | -0.0087929 | -0.0021925 | 0.0066004 |  | 4 | 6.485e-05
2 | NO | 35.4725 | 31.8828 | 0.0029346 | 0.0015411 | -0.0021925 | -0.0037336 |  | 4 | 0.00086975
2 | NO | 24.8734 | 31.697 | 0.0049047 | 0.011766 | -0.0021925 | -0.013959 |  | 4 | 0.00037384
2 | NO | 15.0479 | 31.2455 | 0.005605 | 0.0016041 | -0.0021925 | -0.0037966 |  | 4 | 0.00084686
2 | YES | 4.7855 | 31.207 | 0.00051717 | 0.0004158 | -0.0021925 | -0.0026083 |  | 4 | -0.0027771
3 | YES | 1001.02 | 34.3456 | 0.00024349 | -0.0015602 | -0.0021518 | -0.00059163 |  | 4 | -0.0020332
3 | YES | 750.625 | 34.2536 | 0.00032819 | -0.0020752 | -0.0021518 | -7.6644e-05 |  | 4 | 0.00043106
3 | YES | 500.409 | 34.0589 | 0.00030777 | -0.0073051 | -0.0021518 | 0.0051533 |  | 4 | -0.0059242
3 | NO | 350.6 | 33.9386 | 0.001424 | 0.0082741 | -0.0021518 | -0.010426 |  | 4 | 7.6294e-06
3 | YES | 250.574 | 33.9189 | 0.00021609 | -0.0021095 | -0.0021518 | -4.2314e-05 |  | 4 | -0.0051422
3 | NO | 225.908 | 33.9097 | 0.0014108 | -0.0067673 | -0.0021518 | 0.0046154 |  | 4 | -0.0017929
3 | NO | 200.858 | 33.8702 | 0.0012118 | -0.0012894 | -0.0021518 | -0.00086247 |  | 4 | -0.003521
3 | YES | 176.265 | 33.8005 | 0.00028906 | -0.0029793 | -0.0021518 | 0.00082744 |  | 4 | -0.011349
3 | YES | 150.487 | 33.6886 | 0.0006244 | -0.0055695 | -0.0021518 | 0.0034176 |  | 5 | -0.00064087
3 | NO | 124.836 | 33.5094 | 0.0012046 | -0.016045 | -0.0021518 | 0.013893 |  | 5 | 0.001358
3 | NO | 99.5585 | 33.1354 | 0.01591 | -0.0063705 | -0.0021518 | 0.0042187 |  | 5 | 0.00045776
3 | NO | 75.6987 | 32.6511 | 0.0028808 | -0.030861 | -0.0021518 | 0.028709 |  | 5 | 0.00049591
3 | NO | 49.4546 | 32.311 | 0.0021466 | -0.014313 | -0.0021518 | 0.012161 |  | 5 | -0.017757
3 | NO | 35.576 | 32.1521 | 0.0028828 | -0.0087929 | -0.0021518 | 0.006641 |  | 5 | -0.0018845
3 | NO | 24.767 | 32.1329 | 0.0024189 | 0.0054054 | -0.0021518 | -0.0075573 |  | 5 | -0.00018692
3 | YES | 15.0652 | 32.0258 | 0.00021013 | -0.00039673 | -0.0021518 | -0.0017551 |  | 5 | -0.0017128
3 | NO | 4.3645 | 31.9834 | 0.0057153 | -0.0032883 | -0.0021518 | 0.0011364 |  | 5 | -0.0029945
4 | YES | 999.988 | 34.3649 | 0.00024608 | 6.485e-05 | -0.0021112 | -0.002176 |  | 5 | 0.00014496
4 | YES | 750.823 | 34.2619 | 0.0002157 | 0.00086975 | -0.0021112 | -0.0029809 |  | 5 | -0.0019455
4 | YES | 500.538 | 34.0801 | 0.00020042 | 0.00037384 | -0.0021112 | -0.002485 |  | 5 | -0.0016098
4 | YES | 350.787 | 33.9268 | 0.00027381 | 0.00084686 | -0.0021112 | -0.002958 |  | 5 | -0.0078621
4 | YES | 250.176 | 33.8564 | 0.0002328 | -0.0027771 | -0.0021112 | 0.00066592 |  | 5 | -0.0030403
4 | YES | 225.923 | 33.849 | 0.00028205 | -0.0020332 | -0.0021112 | -7.7948e-05 |  | 6 | 0.00082779
4 | YES | 201.424 | 33.838 | 0.00023666 | 0.00043106 | -0.0021112 | -0.0025422 |  | 6 | -0.0048294
4 | YES | 175.603 | 33.8287 | 0.00025675 | -0.0059242 | -0.0021112 | 0.003813 |  | 6 | -2.2888e-05
4 | YES | 150.442 | 33.8085 | 0.00044478 | 7.6294e-06 | -0.0021112 | -0.0021188 |  | 6 | 0.001297
4 | NO | 125.304 | 33.704 | 0.0014562 | -0.0086784 | -0.0021112 | 0.0065673 |  | 6 | -0.0027199
4 | NO | 100.017 | 33.4072 | 0.0062853 | 0.021298 | -0.0021112 | -0.023409 |  | 6 | 0.0017776
4 | NO | 74.7294 | 32.9132 | 0.002837 | -0.0054321 | -0.0021112 | 0.003321 |  | 6 | 0.00039673
4 | YES | 49.6921 | 32.7374 | 0.00090676 | -0.0051422 | -0.0021112 | 0.003031 |  | 6 | -0.0003128
4 | YES | 34.882 | 32.6767 | 0.00082762 | -0.0017929 | -0.0021112 | -0.00031827 |  | 6 | -0.0055504
4 | NO | 24.9119 | 32.6154 | 0.0017808 | -0.0067291 | -0.0021112 | 0.004618 |  | 6 | -0.0041351
4 | YES | 15.1659 | 32.6127 | 0.00023209 | -0.003521 | -0.0021112 | 0.0014098 |  | 6 | -0.0029602
4 | YES | 5.1142 | 32.6129 | 0.00020463 | -0.011349 | -0.0021112 | 0.0092375 |  | 6 | 0.00071335
5 | YES | 1001.61 | 34.353 | 0.00024758 | -0.00064087 | -0.0020705 | -0.0014296 |  | 6 | 0.00054169
5 | YES | 750.354 | 34.245 | 0.00023691 | 0.001358 | -0.0020705 | -0.0034285 |  | 7 | 0.0021973
5 | YES | 500.085 | 34.0643 | 0.00024167 | 0.00045776 | -0.0020705 | -0.0025283 |  | 7 | -0.0041771
5 | YES | 350.22 | 33.9455 | 0.00023631 | 0.00049591 | -0.0020705 | -0.0025664 |  | 7 | -0.00077438
5 | YES | 250.511 | 33.8481 | 0.00022311 | -0.017757 | -0.0020705 | 0.015687 |  | 7 | 0.001255
5 | YES | 225.626 | 33.8231 | 0.00037478 | -0.0018845 | -0.0020705 | -0.00018605 |  | 7 | 0.00013733
5 | YES | 201.219 | 33.818 | 0.000398 | -0.00018692 | -0.0020705 | -0.0018836 |  | 7 | -0.0018005
5 | YES | 175.013 | 33.8128 | 0.00034195 | -0.0017128 | -0.0020705 | -0.00035771 |  | 7 | 0.00072479
5 | YES | 150.291 | 33.7934 | 0.00066714 | -0.0029945 | -0.0020705 | 0.00092403 |  | 7 | 0.0013123
5 | NO | 124.953 | 33.642 | 0.0011738 | -0.0011978 | -0.0020705 | -0.0008727 |  | 7 | -0.020512
5 | NO | 99.7486 | 32.9063 | 0.0010201 | -0.011799 | -0.0020705 | 0.0097284 |  | 7 | -0.00074005
5 | YES | 74.3734 | 32.7797 | 0.00065593 | 0.00014496 | -0.0020705 | -0.0022155 |  | 7 | -0.0038528
5 | YES | 49.6443 | 32.7372 | 0.00030952 | -0.0019455 | -0.0020705 | -0.00012501 |  | 7 | -0.025871
5 | NO | 35.6996 | 32.6644 | 0.0016626 | -0.011036 | -0.0020705 | 0.0089654 |  | 7 | 1.9073e-05
5 | YES | 24.8459 | 32.6618 | 0.0003946 | -0.0016098 | -0.0020705 | -0.00046071 |  | 8 | 0.0022354
5 | YES | 15.0377 | 32.6643 | 0.00032275 | -0.0078621 | -0.0020705 | 0.0057916 |  | 8 | 0.00068283
5 | YES | 4.9366 | 32.6644 | 0.00035791 | -0.0030403 | -0.0020705 | 0.0009698 |  | 8 | 0.0012245
6 | YES | 1000.79 | 34.3668 | 0.00024546 | 0.00082779 | -0.0020298 | -0.0028576 |  | 8 | 0.00035477
6 | YES | 750.609 | 34.2567 | 0.00031238 | -0.0048294 | -0.0020298 | 0.0027996 |  | 8 | -0.0027542
6 | YES | 500.654 | 34.0747 | 0.00025484 | -2.2888e-05 | -0.0020298 | -0.002007 |  | 8 | -0.0013351
6 | YES | 349.701 | 33.94 | 0.00041417 | 0.001297 | -0.0020298 | -0.0033268 |  | 8 | 0.0018349
6 | YES | 250.393 | 33.8563 | 0.00022877 | -0.0027199 | -0.0020298 | 0.00069003 |  | 8 | -0.0015221
6 | YES | 226.122 | 33.8346 | 0.00062221 | 0.0017776 | -0.0020298 | -0.0038075 |  | 8 | -0.003006
6 | YES | 200.023 | 33.7926 | 0.0002097 | 0.00039673 | -0.0020298 | -0.0024266 |  | 8 | -0.00089264
6 | YES | 174.96 | 33.7467 | 0.00047795 | -0.0003128 | -0.0020298 | -0.001717 |  | 8 | -0.013721
6 | YES | 150.191 | 33.6427 | 0.00031033 | -0.0055504 | -0.0020298 | 0.0035205 |  | 8 | -0.00042343
6 | NO | 124.569 | 33.3058 | 0.009763 | 0.039906 | -0.0020298 | -0.041935 |  | 9 | 0.00035858
6 | YES | 100.045 | 32.8433 | 0.00047555 | -0.0041351 | -0.0020298 | 0.0021053 |  | 9 | -0.0011749
6 | NO | 74.6854 | 32.7307 | 0.0014348 | 0.00046158 | -0.0020298 | -0.0024914 |  | 9 | 5.722e-05
6 | NO | 49.9539 | 32.6532 | 0.0010763 | -0.0025864 | -0.0020298 | 0.00055651 |  | 9 | -0.0017586
6 | NO | 35.8857 | 32.5741 | 0.0018327 | 8.0109e-05 | -0.0020298 | -0.00211 |  | 9 | -0.0011597
6 | YES | 24.9841 | 32.4795 | 0.0003438 | -0.0029602 | -0.0020298 | 0.00093036 |  | 9 | -0.0039749
6 | YES | 15.0446 | 32.4793 | 0.0002084 | 0.00071335 | -0.0020298 | -0.0027432 |  | 9 | -0.0017013
6 | YES | 4.9564 | 32.4792 | 0.0001944 | 0.00054169 | -0.0020298 | -0.0025715 |  | 9 | 0.0007019
7 | YES | 1001.74 | 34.3756 | 0.00022665 | 0.0021973 | -0.0019892 | -0.0041865 |  | 9 | -0.004261
7 | YES | 750.7 | 34.2843 | 0.00023336 | -0.0041771 | -0.0019892 | 0.0021879 |  | 9 | -0.0082931
7 | YES | 500.454 | 34.1211 | 0.00023266 | -0.00077438 | -0.0019892 | -0.0012148 |  | 9 | -4.9591e-05
7 | YES | 350.625 | 33.9988 | 0.00023675 | 0.001255 | -0.0019892 | -0.0032442 |  | 9 | -0.0060463
7 | YES | 250.641 | 33.8743 | 0.00027644 | 0.00013733 | -0.0019892 | -0.0021265 |  | 10 | 0.0013046
7 | YES | 224.466 | 33.8425 | 0.00066204 | -0.0018005 | -0.0019892 | -0.00018864 |  | 10 | -0.00027847
7 | YES | 199.826 | 33.8104 | 0.00059212 | 0.00072479 | -0.0019892 | -0.002714 |  | 10 | -0.00056076
7 | YES | 174.976 | 33.7876 | 0.00064691 | 0.0013123 | -0.0019892 | -0.0033014 |  | 10 | 0.00037384
7 | NO | 150.193 | 33.7417 | 0.0029034 | -0.0014381 | -0.0019892 | -0.00055104 |  | 10 | 0.00047302
7 | NO | 125.365 | 33.4647 | 0.0011856 | -0.031246 | -0.0019892 | 0.029257 |  | 10 | -0.0022392
7 | YES | 99.6347 | 32.9014 | 0.00067734 | -0.020512 | -0.0019892 | 0.018522 |  | 10 | -0.001133
7 | YES | 74.7357 | 32.8056 | 0.00061904 | -0.00074005 | -0.0019892 | -0.0012491 |  | 10 | -0.0033302
7 | YES | 49.6429 | 32.775 | 0.00026723 | -0.0038528 | -0.0019892 | 0.0018637 |  | 10 | -0.00030899
7 | NO | 35.905 | 32.6598 | 0.0022761 | -0.021892 | -0.0019892 | 0.019903 |  | 10 | -0.0051269
7 | YES | 25.1405 | 32.5882 | 0.00059337 | -0.025871 | -0.0019892 | 0.023882 |  | 10 | -0.0079804
7 | YES | 15.1779 | 32.5965 | 0.0009039 | 1.9073e-05 | -0.0019892 | -0.0020083 |  | 10 | -0.00051117
7 | NO | 5.3066 | 32.5938 | 0.0012852 | -0.0018654 | -0.0019892 | -0.00012379 |  | 11 | -0.0081329
8 | YES | 1001.19 | 34.3901 | 0.00022754 | 0.0022354 | -0.0019485 | -0.0041839 |  | 11 | 0.0012474
8 | YES | 750.907 | 34.3064 | 0.00022664 | 0.00068283 | -0.0019485 | -0.0026313 |  | 11 | 3.0518e-05
8 | YES | 500.242 | 34.1738 | 0.00025105 | 0.0012245 | -0.0019485 | -0.003173 |  | 11 | -0.0031128
8 | YES | 349.94 | 34.0405 | 0.00021836 | 0.00035477 | -0.0019485 | -0.0023033 |  | 11 | -0.0089836
8 | YES | 251.004 | 33.9277 | 0.00048032 | -0.0027542 | -0.0019485 | 0.0008057 |  | 11 | -0.0017815
8 | YES | 224.153 | 33.8954 | 0.00035422 | -0.0013351 | -0.0019485 | -0.00061337 |  | 11 | -0.0019607
8 | YES | 200.072 | 33.8636 | 0.0002342 | 0.0018349 | -0.0019485 | -0.0037834 |  | 11 | 0.00096893
8 | YES | 175.544 | 33.8195 | 0.00023234 | -0.0015221 | -0.0019485 | -0.00042645 |  | 11 | 0.0017738
8 | YES | 150.634 | 33.7657 | 0.0003168 | -0.003006 | -0.0019485 | 0.0010575 |  | 11 | 0.0013657
8 | YES | 125.208 | 33.6862 | 0.00033694 | -0.00089264 | -0.0019485 | -0.0010559 |  | 11 | -0.0017776
8 | NO | 100.292 | 33.3888 | 0.01561 | 0.019917 | -0.0019485 | -0.021865 |  | 11 | -0.0037498
8 | YES | 75.1353 | 32.9258 | 0.00062654 | -0.013721 | -0.0019485 | 0.011773 |  | 11 | -0.0024872
8 | YES | 49.9851 | 32.8214 | 0.00059454 | -0.00042343 | -0.0019485 | -0.0015251 |  | 12 | -0.0033913
8 | NO | 35.1571 | 32.7714 | 0.008132 | -0.0039825 | -0.0019485 | 0.002034 |  | 12 | 0.0015793
8 | NO | 25.2653 | 32.6273 | 0.019447 | -0.032227 | -0.0019485 | 0.030278 |  | 12 | -0.0040111
8 | NO | 15.2911 | 32.5889 | 0.0020029 | -0.0048561 | -0.0019485 | 0.0029076 |  | 12 | -0.018864
8 | NO | 5.1977 | 32.5865 | 0.0010394 | -0.00067139 | -0.0019485 | -0.0012771 |  | 13 | 0.0017471
9 | YES | 1001.51 | 34.4084 | 0.00023473 | 0.00035858 | -0.0019078 | -0.0022664 |  | 13 | 0.0021706
9 | YES | 751.15 | 34.3201 | 0.00022617 | -0.0011749 | -0.0019078 | -0.00073292 |  | 13 | -0.001709
9 | YES | 499.457 | 34.2048 | 0.00029096 | 5.722e-05 | -0.0019078 | -0.0019651 |  | 14 | 0.00097656
9 | YES | 349.53 | 34.1023 | 0.0004062 | -0.0017586 | -0.0019078 | -0.00014927 |  | 14 | 0.00030899
9 | YES | 249.883 | 34.0038 | 0.00023142 | -0.0011597 | -0.0019078 | -0.00074818 |  | 15 | 0.0028534
9 | YES | 225.237 | 33.9721 | 0.00039995 | -0.0039749 | -0.0019078 | 0.0020671 |  | 15 | -0.00020218
9 | YES | 199.997 | 33.9351 | 0.00022395 | -0.0017013 | -0.0019078 | -0.0002065 |  | 15 | -8.2016e-05
9 | YES | 175.193 | 33.8927 | 0.00046555 | 0.0007019 | -0.0019078 | -0.0026098 |  | 16 | -0.0032501
9 | YES | 150.589 | 33.8456 | 0.00063035 | -0.004261 | -0.0019078 | 0.0023532 |  | 17 | 0.0058212
9 | NO | 125.328 | 33.7483 | 0.0055033 | -0.013988 | -0.0019078 | 0.012081 |  | 17 | -0.0035858
9 | NO | 100.085 | 33.4243 | 0.0057345 | -0.018131 | -0.0019078 | 0.016223 |  | 17 | -0.019449
9 | YES | 74.444 | 32.9427 | 0.00083255 | -0.0082931 | -0.0019078 | 0.0063853 |  | 18 | 0.0014992
9 | YES | 49.2383 | 32.8771 | 0.00053268 | -4.9591e-05 | -0.0019078 | -0.0018583 |  | 18 | -0.0014725
9 | NO | 34.5598 | 32.8131 | 0.0094537 | 0.0035248 | -0.0019078 | -0.0054326 |  | 18 | -0.0020943
9 | NO | 25.4858 | 32.6636 | 0.0059755 | -0.01981 | -0.0019078 | 0.017902 |  | 18 | -0.00097656
9 | YES | 14.9632 | 32.6138 | 0.00096961 | -0.0060463 | -0.0019078 | 0.0041385 |  | 19 | 0.00014877
9 | NO | 5.3049 | 32.6159 | 0.0015252 | -0.0016251 | -0.0019078 | -0.00028279 |  | 19 | 0.00029373
10 | YES | 999.467 | 34.3959 | 0.00024026 | 0.0013046 | -0.0018672 | -0.0031718 |  | 19 | 0.00083542
10 | YES | 749.029 | 34.3123 | 0.00025688 | -0.00027847 | -0.0018672 | -0.0015887 |  | 20 | -0.0042
10 | YES | 498.377 | 34.1735 | 0.00024752 | -0.00056076 | -0.0018672 | -0.0013064 |  | 20 | -0.0026093
10 | YES | 350.22 | 34.0591 | 0.00025796 | 0.00037384 | -0.0018672 | -0.002241 |  | 21 | 0.046921
10 | YES | 250.899 | 33.9377 | 0.00028016 | 0.00047302 | -0.0018672 | -0.0023402 |  | 21 | -0.050209
10 | YES | 225.601 | 33.883 | 0.00053103 | -0.0022392 | -0.0018672 | 0.00037205 |  | 21 | -0.011648
10 | YES | 200.919 | 33.8507 | 0.00040162 | -0.001133 | -0.0018672 | -0.00073421 |  | 22 | 0.00051117
10 | YES | 175.301 | 33.812 | 0.00041941 | -0.0033302 | -0.0018672 | 0.001463 |  | 22 | 0.016155
10 | YES | 150.199 | 33.8015 | 0.00029796 | -0.00030899 | -0.0018672 | -0.0015582 |  | 23 | -0.0052834
10 | YES | 124.803 | 33.7447 | 0.00086835 | -0.0051269 | -0.0018672 | 0.0032598 |  | 23 | -0.0078239
10 | NO | 99.3815 | 33.4481 | 0.0028813 | -0.022709 | -0.0018672 | 0.020842 |  | 24 | -0.00016785
10 | YES | 73.6946 | 32.9313 | 0.00064562 | -0.0079804 | -0.0018672 | 0.0061132 |  | 24 | 8.0109e-05
10 | YES | 49.2522 | 32.6502 | 0.00036457 | -0.00051117 | -0.0018672 | -0.001356 |  | 24 | -0.00011826
10 | NO | 35.3536 | 32.5963 | 0.0022049 | -0.00634 | -0.0018672 | 0.0044728 |  | 25 | -0.0011558
10 | NO | 25.9318 | 32.541 | 0.0024666 | -0.00060272 | -0.0018672 | -0.0012645 |  | 25 | -0.0019684
10 | NO | 14.8099 | 32.5392 | 0.004522 | 3.8147e-06 | -0.0018672 | -0.001871 |  | 26 | -0.0015144
10 | NO | 4.9095 | 32.5461 | 0.0034747 | -0.00090027 | -0.0018672 | -0.00096691 |  | 26 | -0.0019951
11 | YES | 997.432 | 34.362 | 0.00022544 | -0.0081329 | -0.0018265 | 0.0063064 |  | 27 | -0.00061798
11 | YES | 748.037 | 34.2674 | 0.00027402 | 0.0012474 | -0.0018265 | -0.0030739 |  | 27 | -0.00077438
11 | YES | 500.996 | 34.1489 | 0.00057561 | 3.0518e-05 | -0.0018265 | -0.001857 |  | 28 | 0.0099106
11 | YES | 350.751 | 34.0185 | 0.00027887 | -0.0031128 | -0.0018265 | 0.0012863 |  | 29 | -0.0013657
11 | YES | 249.616 | 33.8546 | 0.00052419 | -0.0089836 | -0.0018265 | 0.0071571 |  | 29 | -0.0012207
11 | YES | 224.27 | 33.8397 | 0.00029016 | -0.0017815 | -0.0018265 | -4.5058e-05 |  | 29 | -0.0019035
11 | YES | 198.572 | 33.8278 | 0.00083876 | -0.0019607 | -0.0018265 | 0.00013423 |  | 30 | -0.0028381
11 | YES | 175.804 | 33.7861 | 0.00079075 | 0.00096893 | -0.0018265 | -0.0027955 |  | 30 | 0.0003624
11 | NO | 150.373 | 33.7103 | 0.0011997 | 0.0035896 | -0.0018265 | -0.0054161 |  | 30 | -0.0021553
11 | YES | 125.712 | 33.4987 | 0.00069944 | 0.0017738 | -0.0018265 | -0.0036003 |  | 30 | -0.0055313
11 | NO | 100.55 | 33.2528 | 0.0044494 | 0.017735 | -0.0018265 | -0.019561 |  | 31 | -0.0016174
11 | YES | 75.1059 | 32.8942 | 0.00066201 | 0.0013657 | -0.0018265 | -0.0031922 |  | 31 | -0.0023651
11 | NO | 50.4162 | 32.6983 | 0.0042089 | 0.0071144 | -0.0018265 | -0.0089409 |  | 31 | -0.011105
11 | YES | 35.521 | 32.6556 | 0.00054864 | -0.0017776 | -0.0018265 | -4.8868e-05 |  | 32 | -0.0054207
11 | NO | 24.5961 | 32.6028 | 0.002398 | -0.0054855 | -0.0018265 | 0.003659 |  | 32 | -0.0051861
11 | YES | 14.4724 | 32.4184 | 0.0007367 | -0.0037498 | -0.0018265 | 0.0019233 |  | 33 | -0.0012016
11 | YES | 4.2929 | 32.4192 | 0.00024017 | -0.0024872 | -0.0018265 | 0.00066066 |  | 33 | -0.0023117
12 | YES | 74.4585 | 32.1326 | 0.00027509 | -0.0033913 | -0.0017859 | 0.0016054 |  | 34 | -0.0015411
12 | YES | 49.8835 | 32.0235 | 0.00035262 | 0.0015793 | -0.0017859 | -0.0033651 |  | 34 | -0.00084686
12 | YES | 35.1097 | 31.817 | 0.00069878 | -0.0040111 | -0.0017859 | 0.0022253 |  | 34 | -0.00066376
12 | NO | 25.2282 | 31.7639 | 0.0014275 | 0.015209 | -0.0017859 | -0.016995 |  | 34 | -0.00028229
12 | YES | 15.0651 | 30.8495 | 0.00078108 | -0.018864 | -0.0017859 | 0.017078 |  | 35 | -0.007576
12 | NO | 5.3797 | 30.7281 | 0.018564 | -0.057299 | -0.0017859 | 0.055513 |  | 35 | -0.018509
13 | YES | 77.5511 | 32.1026 | 0.00065316 | 0.0017471 | -0.0017452 | -0.0034923 |  | 36 | -0.0031509
13 | YES | 74.5306 | 32.1001 | 0.00027246 | 0.0021706 | -0.0017452 | -0.0039157 |  | 36 | -0.0042229
13 | YES | 49.381 | 31.9483 | 0.00037156 | -0.001709 | -0.0017452 | -3.6206e-05 |  | 36 | -0.0036201
13 | NO | 34.8766 | 31.7851 | 0.0014499 | 0.003191 | -0.0017452 | -0.0049362 |  | 37 | -0.002037
13 | NO | 25.3872 | 31.7028 | 0.0059106 | 0.01668 | -0.0017452 | -0.018425 |  | 37 | -0.0023918
13 | NO | 15.5099 | 30.8495 | 0.0016502 | -0.13492 | -0.0017452 | 0.13318 |  | 37 | -0.0047264
13 | NO | 5.1326 | 30.7886 | 0.0035328 | -0.0045147 | -0.0017452 | 0.0027695 |  | 38 | -0.0064163
14 | YES | 67.99 | 32.2018 | 0.00043176 | 0.00097656 | -0.0017045 | -0.0026811 |  | 38 | -0.001667
14 | YES | 49.6589 | 32.2009 | 0.00024876 | 0.00030899 | -0.0017045 | -0.0020135 |  | 38 | -0.02689
14 | NO | 35.0988 | 32.0525 | 0.0075719 | -0.062984 | -0.0017045 | 0.06128 |  | 39 | 0.0034981
14 | NO | 25.0763 | 31.7701 | 0.0049324 | -0.092016 | -0.0017045 | 0.090312 |  | 39 | -0.004982
14 | NO | 15.4697 | 31.0668 | 0.010345 | -0.036301 | -0.0017045 | 0.034596 |  | 39 | -0.0043182
14 | NO | 5.3431 | 31.0478 | 0.0025197 | -0.00085449 | -0.0017045 | -0.00085003 |  | 39 | -0.0036888
15 | YES | 61.1026 | 32.1678 | 0.00044714 | 0.0028534 | -0.0016639 | -0.0045172 |  | 40 | -0.0022049
15 | YES | 49.5835 | 32.167 | 0.00039039 | -0.00020218 | -0.0016639 | -0.0014617 |  | 40 | -0.0012245
15 | NO | 35.1975 | 32.1577 | 0.0017888 | 0.0046272 | -0.0016639 | -0.0062911 |  | 40 | -0.0041313
15 | NO | 25.5031 | 31.8279 | 0.0039499 | -0.015821 | -0.0016639 | 0.014158 |  | 41 | 0.0026436
15 | NO | 15.5194 | 31.2854 | 0.0030864 | -0.054684 | -0.0016639 | 0.05302 |  | 41 | -0.0013313
15 | YES | 5.4465 | 31.2699 | 0.00071857 | -8.2016e-05 | -0.0016639 | -0.0015818 |  | 41 | -0.0016899
16 | NO | 67.5659 | 32.345 | 0.0010789 | 0.011043 | -0.0016232 | -0.012667 |  | 41 | -0.0061035
16 | NO | 49.909 | 32.1875 | 0.0032327 | 0.018829 | -0.0016232 | -0.020452 |  | 42 | 0.045033
16 | YES | 35.2956 | 32.044 | 0.00082987 | -0.0032501 | -0.0016232 | 0.0016269 |  | 42 | 0.0014153
16 | NO | 25.2739 | 32.019 | 0.0053114 | 0.014782 | -0.0016232 | -0.016405 |  | 42 | 0.058428
16 | NO | 15.3549 | 31.7664 | 0.0082858 | -0.020348 | -0.0016232 | 0.018724 |  | 43 | 0.056423
16 | NO | 5.4243 | 31.7494 | 0.0027839 | 0.0011368 | -0.0016232 | -0.00276 |  | 43 | 0.0038033
17 | YES | 48.7636 | 32.5003 | 0.00095385 | 0.0058212 | -0.0015825 | -0.0074038 |  | 44 | -0.0050278
17 | YES | 35.297 | 32.488 | 0.00059756 | -0.0035858 | -0.0015825 | 0.0020033 |  | 46 | 0.053738
17 | NO | 24.9743 | 32.4858 | 0.0038777 | -0.0056419 | -0.0015825 | 0.0040594 |  | 46 | 0.0008316
17 | NO | 15.0386 | 32.5619 | 0.011137 | 0.013893 | -0.0015825 | -0.015476 |  | 47 | 0.012951
17 | YES | 5.1695 | 31.4678 | 0.00096669 | -0.019449 | -0.0015825 | 0.017867 |  | 47 | -0.00013351
18 | YES | 43.3818 | 32.8134 | 0.00026074 | 0.0014992 | -0.0015419 | -0.003041 |  | 47 | -0.0012093
18 | YES | 34.5943 | 32.8138 | 0.00067862 | -0.0014725 | -0.0015419 | -6.9387e-05 |  | 47 | 0.0011139
18 | YES | 25.2985 | 32.8104 | 0.00062941 | -0.0020943 | -0.0015419 | 0.00055241 |  | 48 | 0.042927
18 | YES | 15.2292 | 32.7995 | 0.00023666 | -0.00097656 | -0.0015419 | -0.0005653 |  | 48 | 0.00027084
18 | NO | 5.258 | 32.6825 | 0.0097993 | -0.0092316 | -0.0015419 | 0.0076897 |  | 49 | -0.038528
19 | YES | 42.8042 | 32.563 | 0.00072428 | 0.00014877 | -0.0015012 | -0.00165 |  | 50 | -3.4332e-05
19 | NO | 34.6191 | 32.5668 | 0.0014936 | -0.0013542 | -0.0015012 | -0.00014697 |  | 51 | -0.0034752
19 | YES | 25.2848 | 32.5769 | 0.00034957 | 0.00029373 | -0.0015012 | -0.0017949 |  | 52 | -0.0015526
19 | YES | 15.3051 | 32.5789 | 0.00040452 | 0.00083542 | -0.0015012 | -0.0023366 |  | 52 | -0.0027351
19 | NO | 5.2506 | 31.0248 | 0.015478 | -0.017708 | -0.0015012 | 0.016207 |  | 53 | -0.0018501
20 | NO | 40.5458 | 32.5654 | 0.0032426 | 0.0060272 | -0.0014605 | -0.0074877 |  | 53 | -0.0022545
20 | NO | 34.3973 | 32.5569 | 0.0012763 | 0.00030899 | -0.0014605 | -0.0017695 |  | 53 | -0.018141
20 | YES | 24.0027 | 32.5002 | 0.00052006 | -0.0042 | -0.0014605 | 0.0027395 |  | 54 | -0.0032463
20 | YES | 14.9609 | 32.4812 | 0.0002446 | -0.0026093 | -0.0014605 | 0.0011487 |  | 54 | -0.0046234
20 | NO | 5.2358 | 31.4899 | 0.020139 | -0.027586 | -0.0014605 | 0.026125 |  | 54 | -0.0015945
21 | YES | 33.4182 | 32.3147 | 0.0007451 | 0.046921 | -0.0014199 | -0.048341 |  | 55 | -0.00040436
21 | YES | 25.1187 | 32.0063 | 0.00035498 | -0.050209 | -0.0014199 | 0.048789 |  | 55 | -0.001461
21 | YES | 15.3003 | 31.968 | 0.00032696 | -0.011648 | -0.0014199 | 0.010228 |  | 55 | -0.0020485
21 | NO | 5.1929 | 31.8555 | 0.0019684 | -0.025139 | -0.0014199 | 0.023719 |  | 55 | -0.0049744
22 | NO | 39.995 | 32.3993 | 0.0013616 | 0.023395 | -0.0013792 | -0.024775 |  | 55 | -0.024326
22 | YES | 35.1431 | 32.3976 | 0.00069213 | 0.00051117 | -0.0013792 | -0.0018904 |  | 56 | 0.0026588
22 | NO | 24.823 | 32.0593 | 0.0024035 | -0.082943 | -0.0013792 | 0.081564 |  | 56 | -0.0054245
22 | NO | 14.6838 | 31.8693 | 0.0018412 | -0.0217 | -0.0013792 | 0.020321 |  | 56 | -0.0085449
22 | YES | 4.8412 | 32.0162 | 0.00060153 | 0.016155 | -0.0013792 | -0.017534 |  | 57 | 0.021179
23 | NO | 43.4328 | 32.715 | 0.0030962 | 0.027275 | -0.0013385 | -0.028614 |  | 57 | -0.040072
23 | YES | 35.345 | 32.7016 | 0.00053084 | -0.0052834 | -0.0013385 | 0.0039448 |  | 57 | -0.01153 | -0.0014822 | 0.010782
23 | YES | 25.0446 | 32.7005 | 0.00067324 | -0.0078239 | -0.0013385 | 0.0064854
23 | NO | 15.0774 | 32.6865 | 0.0016551 | -0.00094604 | -0.0013385 | -0.00039248
23 | NO | 5.1128 | 31.3885 | 0.1382 | 0.024816 | -0.0013385 | -0.026155
24 | NO | 43.3383 | 32.8346 | 0.002285 | 0.021011 | -0.0012979 | -0.022309
24 | YES | 34.1946 | 32.8336 | 0.00031139 | -0.00016785 | -0.0012979 | -0.00113
24 | YES | 24.6099 | 32.834 | 0.00057774 | 8.0109e-05 | -0.0012979 | -0.001378
24 | YES | 14.9834 | 32.8365 | 0.00023445 | -0.00011826 | -0.0012979 | -0.0011796
24 | NO | 5.2877 | 31.4163 | 0.041418 | 0.062515 | -0.0012979 | -0.063813
25 | YES | 47.4533 | 32.1601 | 0.00069083 | -0.0011558 | -0.0012572 | -0.00010135
25 | YES | 34.5286 | 32.16 | 0.00044165 | -0.0019684 | -0.0012572 | 0.00071118
25 | NO | 25.3838 | 32.1647 | 0.0020597 | -0.001091 | -0.0012572 | -0.0001662
25 | NO | 15.011 | 32.192 | 0.043704 | 0.0018692 | -0.0012572 | -0.0031264
25 | NO | 5.2449 | 31.9722 | 0.0072785 | 0.0014229 | -0.0012572 | -0.0026801
26 | NO | 47.6642 | 32.2138 | 0.0064007 | -0.00074387 | -0.0012165 | -0.00047267
26 | YES | 34.5191 | 32.2135 | 0.00031766 | -0.0015144 | -0.0012165 | 0.0002979
26 | YES | 24.6851 | 32.2105 | 0.00045308 | -0.0019951 | -0.0012165 | 0.00077856
26 | NO | 14.8484 | 31.9992 | 0.015476 | -0.013319 | -0.0012165 | 0.012102
26 | NO | 4.6874 | 31.9948 | 0.0018703 | -0.00091934 | -0.0012165 | -0.00029719
27 | YES | 46.9018 | 32.2665 | 0.00033023 | -0.00061798 | -0.0011759 | -0.00055788
27 | YES | 34.6057 | 32.269 | 0.00035673 | -0.00077438 | -0.0011759 | -0.00040148
27 | NO | 25.0026 | 32.2686 | 0.0015883 | -0.0030632 | -0.0011759 | 0.0018873
27 | NO | 15.0549 | 32.0863 | 0.20561 | -0.12952 | -0.0011759 | 0.12835
27 | NO | 5.2086 | 32.2227 | 0.016629 | -0.011581 | -0.0011759 | 0.010406
28 | YES | 29.3 | 32.2162 | 0.00054637 | 0.0099106 | -0.0011352 | -0.011046
28 | NO | 24.6423 | 32.1663 | 0.0026349 | 0.026711 | -0.0011352 | -0.027846
28 | NO | 14.9019 | 32.0444 | 0.0020977 | -0.004055 | -0.0011352 | 0.0029198
28 | NO | 4.9419 | 31.9486 | 0.001051 | -0.0033188 | -0.0011352 | 0.0021836
29 | YES | 41.748 | 32.3838 | 0.00028263 | -0.0013657 | -0.0010945 | 0.00027113
29 | YES | 34.4202 | 32.3804 | 0.00025536 | -0.0012207 | -0.0010945 | 0.00012617
29 | YES | 24.6445 | 32.379 | 0.00023923 | -0.0019035 | -0.0010945 | 0.000809
29 | NO | 15.06 | 32.3855 | 0.0033507 | -0.0091133 | -0.0010945 | 0.0080188
29 | NO | 4.9124 | 32.4004 | 0.002579 | -0.0031586 | -0.0010945 | 0.002064
30 | YES | 44.0722 | 32.6942 | 0.00025837 | -0.0028381 | -0.0010539 | 0.0017843
30 | YES | 34.6535 | 32.6965 | 0.00029184 | 0.0003624 | -0.0010539 | -0.0014163
30 | YES | 25.0213 | 32.6874 | 0.00024325 | -0.0021553 | -0.0010539 | 0.0011014
30 | NO | 15.1663 | 32.6471 | 0.0035008 | -0.0068512 | -0.0010539 | 0.0057973
30 | YES | 5.1349 | 32.6517 | 0.00069318 | -0.0055313 | -0.0010539 | 0.0044774
31 | YES | 45.0583 | 32.6317 | 0.00030079 | -0.0016174 | -0.0010132 | 0.00060423
31 | YES | 34.6554 | 32.6333 | 0.00026516 | -0.0023651 | -0.0010132 | 0.0013519
31 | YES | 25.1012 | 32.592 | 0.00069045 | -0.011105 | -0.0010132 | 0.010091
31 | NO | 15.0297 | 32.5126 | 0.0016129 | -0.0069428 | -0.0010132 | 0.0059295
31 | NO | 5.0505 | 32.4281 | 0.001586 | -0.0061417 | -0.0010132 | 0.0051285
32 | NO | 30.3609 | 31.8015 | 0.0012681 | 0.0083885 | -0.00097254 | -0.0093611
32 | YES | 24.7473 | 31.7596 | 0.00054374 | -0.0054207 | -0.00097254 | 0.0044481
32 | YES | 15.1401 | 31.7719 | 0.00075273 | -0.0051861 | -0.00097254 | 0.0042135
32 | NO | 5.3368 | 31.5699 | 0.0025442 | -0.015064 | -0.00097254 | 0.014092
33 | NO | 37.9313 | 32.0506 | 0.024998 | -0.058907 | -0.00093187 | 0.057975
33 | YES | 34.511 | 32.1131 | 0.00056207 | -0.0012016 | -0.00093187 | 0.00026976
33 | YES | 25.0206 | 32.1124 | 0.00056518 | -0.0023117 | -0.00093187 | 0.0013798
33 | NO | 15.2815 | 31.8866 | 0.0034311 | -0.017122 | -0.00093187 | 0.01619
33 | NO | 5.1424 | 31.8111 | 0.0025751 | 0.044859 | -0.00093187 | -0.045791
34 | YES | 43.2436 | 32.1881 | 0.00026832 | -0.0015411 | -0.00089121 | 0.00064993
34 | YES | 34.517 | 32.1874 | 0.00038081 | -0.00084686 | -0.00089121 | -4.4342e-05
34 | YES | 25.0143 | 32.1837 | 0.00075409 | -0.00066376 | -0.00089121 | -0.00022745
34 | YES | 15.1435 | 32.1742 | 0.00072154 | -0.00028229 | -0.00089121 | -0.00060892
34 | NO | 5.1859 | 32.1458 | 0.0034278 | 0.0054474 | -0.00089121 | -0.0063386
35 | NO | 45.3355 | 32.3936 | 0.0010852 | 0.0026245 | -0.00085054 | -0.003475
35 | YES | 35.0445 | 32.3505 | 0.00049222 | -0.007576 | -0.00085054 | 0.0067255
35 | YES | 25.3625 | 32.3062 | 0.0009692 | -0.018509 | -0.00085054 | 0.017658
35 | NO | 15.0743 | 32.234 | 0.0019267 | -0.0088196 | -0.00085054 | 0.007969
35 | NO | 4.9814 | 32.2066 | 0.0041826 | 0.0054893 | -0.00085054 | -0.0063399
36 | YES | 48.5897 | 32.7581 | 0.00024935 | -0.0031509 | -0.00080987 | 0.0023411
36 | NO | 35.1514 | 32.7536 | 0.0017234 | -0.0020485 | -0.00080987 | 0.0012386
36 | YES | 25.0982 | 32.7504 | 0.00066705 | -0.0042229 | -0.00080987 | 0.003413
36 | YES | 15.1949 | 32.7319 | 0.00025254 | -0.0036201 | -0.00080987 | 0.0028103
36 | NO | 5.0568 | 32.6688 | 0.00391 | -0.019299 | -0.00080987 | 0.018489
37 | YES | 54.6914 | 32.8851 | 0.00024987 | -0.002037 | -0.00076921 | 0.0012678
37 | YES | 35.0316 | 32.8855 | 0.0002264 | -0.0023918 | -0.00076921 | 0.0016226
37 | YES | 25.298 | 32.8793 | 0.00031316 | -0.0047264 | -0.00076921 | 0.0039572
37 | NO | 15.126 | 32.8675 | 0.025452 | 0.013466 | -0.00076921 | -0.014235
37 | NO | 5.3079 | 32.806 | 0.0040292 | -0.0072823 | -0.00076921 | 0.0065131
38 | YES | 45.4734 | 32.7359 | 0.00029994 | -0.0064163 | -0.00072854 | 0.0056878
38 | YES | 34.6313 | 32.7296 | 0.00026981 | -0.001667 | -0.00072854 | 0.00093848
38 | YES | 25.2704 | 32.7053 | 0.00067155 | -0.02689 | -0.00072854 | 0.026161
38 | NO | 15.3947 | 32.5776 | 0.0050063 | -0.072933 | -0.00072854 | 0.072205
38 | NO | 5.2839 | 32.515 | 0.015812 | -0.014687 | -0.00072854 | 0.013958
39 | YES | 45.5425 | 32.7185 | 0.0002885 | 0.0034981 | -0.00068788 | -0.004186
39 | YES | 34.757 | 32.6937 | 0.00023084 | -0.004982 | -0.00068788 | 0.0042941
39 | YES | 25.245 | 32.6774 | 0.00041367 | -0.0043182 | -0.00068788 | 0.0036304
39 | YES | 15.3634 | 32.6764 | 0.00055438 | -0.0036888 | -0.00068788 | 0.0030009
39 | NO | 5.4229 | 32.5596 | 0.0034623 | -0.016411 | -0.00068788 | 0.015723
40 | YES | 45.6691 | 32.6863 | 0.00041665 | -0.0022049 | -0.00064721 | 0.0015577
40 | YES | 34.8948 | 32.6862 | 0.00027824 | -0.0012245 | -0.00064721 | 0.00057731
40 | YES | 25.0902 | 32.6854 | 0.00040608 | -0.0041313 | -0.00064721 | 0.0034841
40 | NO | 15.0626 | 32.7394 | 0.0048033 | 0.0095215 | -0.00064721 | -0.010169
40 | NO | 5.4221 | 32.6093 | 0.0053812 | 0.00057602 | -0.00064721 | -0.0012232
41 | YES | 52.8765 | 32.9109 | 0.00035857 | 0.0026436 | -0.00060654 | -0.0032501
41 | YES | 49.4675 | 32.9109 | 0.00023133 | -0.0013313 | -0.00060654 | 0.00072479
41 | YES | 34.8122 | 32.9107 | 0.0002013 | -0.0016899 | -0.00060654 | 0.0010834
41 | YES | 25.1938 | 32.8954 | 0.00036358 | -0.0061035 | -0.00060654 | 0.005497
41 | NO | 15.1448 | 32.8885 | 0.0025696 | -0.0030632 | -0.00060654 | 0.0024567
41 | NO | 5.2327 | 32.8079 | 0.002137 | -0.016231 | -0.00060654 | 0.015625
42 | YES | 37.7136 | 32.2107 | 0.00048265 | 0.045033 | -0.00056588 | -0.045598
42 | YES | 34.4657 | 32.2106 | 0.00059784 | 0.0014153 | -0.00056588 | -0.0019811
42 | NO | 24.9052 | 32.1879 | 0.0020186 | -0.0018501 | -0.00056588 | 0.0012843
42 | NO | 15.2438 | 31.8815 | 0.0017863 | -0.02327 | -0.00056588 | 0.022704
42 | YES | 4.829 | 31.8894 | 0.00030591 | 0.058428 | -0.00056588 | -0.058994
43 | YES | 38.5146 | 32.1829 | 0.00060057 | 0.056423 | -0.00052521 | -0.056948
43 | YES | 34.4357 | 32.1829 | 0.00046464 | 0.0038033 | -0.00052521 | -0.0043285
43 | NO | 24.5788 | 32.1807 | 0.0027434 | 0.008503 | -0.00052521 | -0.0090282
43 | NO | 15.1608 | 31.955 | 0.0010985 | -0.011072 | -0.00052521 | 0.010547
43 | NO | 5.3506 | 31.7827 | 0.0013261 | -0.037838 | -0.00052521 | 0.037313
44 | NO | 40.2916 | 32.1811 | 0.0061283 | 0.0019875 | -0.00048455 | -0.002472
44 | YES | 35.115 | 32.1298 | 0.00036917 | -0.0050278 | -0.00048455 | 0.0045432
44 | NO | 24.9891 | 31.9681 | 0.0018364 | -0.025608 | -0.00048455 | 0.025124
44 | NO | 15.0963 | 31.8493 | 0.0018722 | -0.022552 | -0.00048455 | 0.022068
44 | NO | 5.343 | 31.7199 | 0.009605 | -0.013924 | -0.00048455 | 0.013439
45 | NO | 40.2787 | 32.5513 | 0.002242 | 0.20645 | -0.00044388 | -0.20689
45 | NO | 34.9329 | 32.1479 | 0.0061395 | -0.2328 | -0.00044388 | 0.23236
45 | NO | 25.3135 | 32.0412 | 0.015643 | -0.037918 | -0.00044388 | 0.037474
45 | NO | 15.3313 | 31.9989 | 0.003277 | -0.00021172 | -0.00044388 | -0.00023217
45 | NO | 5.0189 | 31.9644 | 0.0022664 | -0.00067902 | -0.00044388 | 0.00023513
46 | YES | 41.5878 | 32.5711 | 0.00068867 | 0.053738 | -0.00040322 | -0.054141
46 | YES | 34.8385 | 32.5701 | 0.0002499 | 0.0008316 | -0.00040322 | -0.0012348
46 | NO | 24.9902 | 32.4774 | 0.0040364 | 0.042477 | -0.00040322 | -0.04288
46 | NO | 14.8973 | 31.9671 | 0.021838 | -0.077709 | -0.00040322 | 0.077306
46 | NO | 5.2558 | 31.9587 | 0.013706 | 0.0035915 | -0.00040322 | -0.0039948
47 | YES | 40.4638 | 32.3926 | 0.00055639 | 0.012951 | -0.00036255 | -0.013313
47 | YES | 34.9857 | 32.3926 | 0.00029454 | -0.00013351 | -0.00036255 | -0.00022904
47 | YES | 25.0157 | 32.393 | 0.00032081 | -0.0012093 | -0.00036255 | 0.00084671
47 | YES | 14.8077 | 32.4843 | 0.00072387 | 0.0011139 | -0.00036255 | -0.0014764
47 | NO | 5.0678 | 32.2091 | 0.0076055 | -0.026039 | -0.00036255 | 0.025677
48 | YES | 58.6094 | 32.1168 | 0.00028792 | 0.042927 | -0.00032188 | -0.043249
48 | YES | 49.639 | 31.9752 | 0.00043542 | 0.00027084 | -0.00032188 | -0.00059273
48 | NO | 34.6874 | 31.8057 | 0.0036909 | -0.016159 | -0.00032188 | 0.015837
48 | NO | 24.9211 | 31.6459 | 0.004702 | -0.046385 | -0.00032188 | 0.046063
48 | NO | 14.7591 | 31.173 | 0.0044033 | 0.035536 | -0.00032188 | -0.035858
48 | NO | 4.8919 | 30.3903 | 0.020434 | -0.038961 | -0.00032188 | 0.03864
49 | NO | 61.9161 | 32.1668 | 0.0013398 | 0.028511 | -0.00028122 | -0.028792
49 | NO | 49.0595 | 31.9658 | 0.0016727 | 0.0023193 | -0.00028122 | -0.0026006
49 | NO | 34.1965 | 31.7757 | 0.0018403 | -0.011349 | -0.00028122 | 0.011067
49 | NO | 24.5029 | 31.6552 | 0.001323 | 0.0034943 | -0.00028122 | -0.0037755
49 | NO | 15.6557 | 31.3419 | 0.004319 | -0.02219 | -0.00028122 | 0.021909
49 | YES | 4.5381 | 30.2715 | 0.00089612 | -0.038528 | -0.00028122 | 0.038247
50 | YES | 67.2266 | 32.2057 | 0.00065401 | -3.4332e-05 | -0.00024055 | -0.00020622
50 | NO | 49.306 | 32.047 | 0.0029641 | -0.0082169 | -0.00024055 | 0.0079763
50 | NO | 35.6236 | 31.9103 | 0.002718 | -0.016951 | -0.00024055 | 0.01671
50 | NO | 24.9507 | 31.5776 | 0.0014058 | -0.063103 | -0.00024055 | 0.062862
50 | NO | 14.6015 | 31.2038 | 0.019216 | -0.066643 | -0.00024055 | 0.066402
50 | NO | 5.1387 | 30.1777 | 0.0011195 | -0.28423 | -0.00024055 | 0.28399
51 | YES | 79.4691 | 32.1837 | 0.00038159 | -0.0034752 | -0.00019989 | 0.0032753
51 | NO | 50.603 | 32.0256 | 0.0025669 | -0.013691 | -0.00019989 | 0.013491
51 | NO | 35.5322 | 31.8658 | 0.0038225 | -0.026911 | -0.00019989 | 0.026711
51 | NO | 24.8531 | 31.4733 | 0.018826 | -0.07777 | -0.00019989 | 0.07757
51 | NO | 14.6814 | 30.942 | 0.014112 | -0.07657 | -0.00019989 | 0.076371
51 | NO | 5.0209 | 30.5603 | 0.0044205 | -0.024261 | -0.00019989 | 0.024062
52 | YES | 107.833 | 32.1706 | 0.0006695 | -0.0015526 | -0.00015922 | 0.0013934
52 | YES | 75.2703 | 32.1604 | 0.00043941 | -0.0027351 | -0.00015922 | 0.0025759
52 | NO | 50.1367 | 31.9613 | 0.0097558 | -0.0014439 | -0.00015922 | 0.0012846
52 | NO | 35.3061 | 31.6796 | 0.00896 | 0.0091553 | -0.00015922 | -0.0093145
52 | NO | 24.8884 | 31.5246 | 0.0059539 | -0.057932 | -0.00015922 | 0.057773
52 | NO | 14.6536 | 31.2302 | 0.0051804 | -0.058138 | -0.00015922 | 0.057979
52 | NO | 5.1472 | 29.9869 | 0.028187 | -0.041929 | -0.00015922 | 0.04177
53 | YES | 121.897 | 32.3297 | 0.00025533 | -0.0018501 | -0.00011856 | 0.0017316
53 | YES | 99.9868 | 32.3323 | 0.00067904 | -0.0022545 | -0.00011856 | 0.0021359
53 | NO | 74.472 | 32.3347 | 0.0013971 | -0.001812 | -0.00011856 | 0.0016934
53 | NO | 49.4519 | 31.9534 | 0.0010349 | -0.03908 | -0.00011856 | 0.038961
53 | YES | 34.7808 | 31.8616 | 0.00063054 | -0.018141 | -0.00011856 | 0.018022
53 | NO | 24.8776 | 31.6312 | 0.0067417 | -0.068132 | -0.00011856 | 0.068014
53 | NO | 14.8453 | 31.1947 | 0.0038834 | -0.068514 | -0.00011856 | 0.068395
53 | NO | 4.7372 | 30.6798 | 0.0048502 | -0.014641 | -0.00011856 | 0.014522
54 | NO | 107.655 | 32.2417 | 0.0029807 | 0.0004921 | -7.789e-05 | -0.00056999
54 | NO | 100.744 | 32.2367 | 0.0016423 | -0.00048447 | -7.789e-05 | 0.00040658
54 | YES | 75.6792 | 32.211 | 0.00026178 | -0.0032463 | -7.789e-05 | 0.0031684
54 | NO | 49.1977 | 32.2054 | 0.0013466 | -0.0021629 | -7.789e-05 | 0.002085
54 | YES | 34.3632 | 32.1988 | 0.00050089 | -0.0046234 | -7.789e-05 | 0.0045455
54 | YES | 25.5878 | 32.2014 | 0.00050725 | -0.0015945 | -7.789e-05 | 0.0015167
54 | NO | 15.8019 | 31.5442 | 0.0035654 | -0.090452 | -7.789e-05 | 0.090374
54 | NO | 4.7696 | 31.1877 | 0.032956 | 0.053385 | -7.789e-05 | -0.053463
55 | YES | 87.6266 | 32.1792 | 0.00030523 | -0.00040436 | -3.7224e-05 | 0.00036713
55 | YES | 75.1339 | 32.18 | 0.00052185 | -0.001461 | -3.7224e-05 | 0.0014238
55 | YES | 50.4261 | 32.1643 | 0.00057173 | -0.0020485 | -3.7224e-05 | 0.0020113
55 | YES | 34.6893 | 32.1552 | 0.00030079 | -0.0049744 | -3.7224e-05 | 0.0049371
55 | YES | 24.6938 | 32.0945 | 0.00073452 | -0.024326 | -3.7224e-05 | 0.024289
55 | NO | 14.4345 | 31.8049 | 0.061573 | 0.0043411 | -3.7224e-05 | -0.0043784
55 | NO | 4.7519 | 31.5237 | 0.0022547 | -0.0067196 | -3.7224e-05 | 0.0066824
56 | YES | 52.2101 | 32.1572 | 0.00081425 | 0.0026588 | 3.4416e-06 | -0.0026554
56 | YES | 34.6956 | 32.1474 | 0.00030157 | -0.0054245 | 3.4416e-06 | 0.0054279
56 | YES | 24.6168 | 32.1174 | 0.00098442 | -0.0085449 | 3.4416e-06 | 0.0085484
56 | NO | 14.364 | 31.9288 | 0.013022 | 0.0073376 | 3.4416e-06 | -0.0073341
56 | NO | 4.7779 | 31.8793 | 0.0028347 | -0.0015411 | 3.4416e-06 | 0.0015446
57 | YES | 42.4945 | 31.8738 | 0.00024499 | 0.021179 | 4.4107e-05 | -0.021135
57 | YES | 34.4122 | 31.7264 | 0.00063764 | -0.040072 | 4.4107e-05 | 0.040116
57 | NO | 24.8386 | 31.4522 | 0.008255 | -0.12226 | 4.4107e-05 | 0.12231
57 | NO | 14.8438 | 31.2494 | 0.0024197 | -0.075993 | 4.4107e-05 | 0.076037
57 | YES | 4.8845 | 31.2428 | 0.00024711 | -0.01153 | 4.4107e-05 | 0.011574
YES
YES
YES
YES
YES
YES
YES
YES
YES
NO
NO
NO
NO
NO
NO
YES
YES
YES
YES
YES
YES
YES
YES
YES
YES
YES
NO
NO
YES
NO
NO
NO
NO
YES
YES
YES
YES
NO
YES
NO
NO
YES
YES
NO
NO
NO
NO
NO
NO
YES
NO
YES
YES
YES
YES
YES
YES
YES
YES
YES
NO
NO
NO
YES
YES
NO
YES
YES
YES
YES
YES
YES
YES
YES
YES
YES
YES
NO
NO
YES
YES
NO
YES
YES
YES
YES
YES
YES
YES
YES
YES
YES
YES
YES
NO
YES
NO
NO
NO
YES
YES
YES
YES
YES
YES
YES
YES
YES
YES
YES
NO
NO
YES
YES
YES
NO
YES
YES
NO
YES
YES
YES
YES
YES
YES
YES
YES
YES
YES
NO
YES
YES
NO
NO
NO
NO
YES
YES
YES
YES
YES
YES
YES
YES
YES
NO
NO
YES
YES
NO
NO
YES
NO
YES
YES
YES
YES
YES
YES
YES
YES
YES
YES
NO
YES
YES
NO
NO
NO
NO
YES
YES
YES
YES
YES
YES
YES
YES
NO
YES
NO
YES
NO
YES
NO
YES
YES
YES
YES
YES
NO
YES
NO
YES
YES
YES
NO
NO
NO
NO
YES
YES
NO
NO
NO
NO
YES
YES
NO
NO
NO
YES
NO
NO
YES
NO
NO
NO
YES
YES
NO
NO
YES
YES
YES
YES
YES
NO
YES
NO
YES
YES
NO
NO
NO
YES
YES
NO
YES
YES
YES
NO
NO
YES
NO
NO
YES
NO
YES
YES
NO
NO
NO
YES
YES
YES
NO
YES
YES
NO
NO
NO
NO
YES
YES
NO
NO
YES
YES
NO
NO
NO
YES
NO
NO
NO
YES
YES
YES
NO
NO
YES
YES
YES
NO
YES
YES
YES
YES
NO
NO
NO
YES
YES
NO
NO
YES
YES
NO
NO
YES
YES
YES
YES
NO
NO
YES
YES
NO
NO
YES
NO
YES
YES
NO
YES
YES
YES
NO
NO
YES
YES
YES
NO
NO
YES
YES
YES
YES
NO
YES
YES
YES
NO
NO
YES
YES
YES
YES
NO
NO
YES
YES
NO
NO
YES
YES
YES
NO
NO
NO
NO
YES
NO
NO
NO
NO
NO
NO
NO
NO
YES
YES
NO
NO
NO
YES
YES
YES
YES
NO
YES
YES
NO
NO
NO
NO
NO
NO
NO
NO
NO
YES
YES
NO
NO
NO
NO
NO
YES
NO
NO
NO
NO
NO
YES
YES
NO
NO
NO
NO
NO
YES
YES
NO
NO
YES
NO
NO
NO
NO
NO
YES
NO
YES
YES
NO
NO
YES
YES
YES
YES
YES
NO
NO
YES
YES
YES
NO
NO
YES
YES
NO
NO
YES
FIT vs. Press*
FIT vs. Sal0
FIT vs. File Pair #
MAKE/UPDATE CHART
CREATE CAL CTRL
INCLUDE/EXCLUDE

## Fit_4
Calculation of Linear Least Squares Fit For
(Sal1 - Sal_Bot)
3
Fit Equation: Diff = m * Prop + b
where: Diff =Diff (Sal1 - Sal_Bot), Prop=File Pair #
Coefficients |  |  |  | Error Estimates |  |  |  | Regression Line Limits
| Value | Std Err. |  | Coeff of Determination |  | 0.00072098 |  | X | CALC Y
m= | 1.7491e-05 | 4.1432e-05 |  | Std Dev of Resid |  | 0.011105 |  | 1 | 0.0051666
b= | 0.0051491 | 0.001069 |  | Resid Sum of Squares |  | 0.030461 |  | 57 | 0.006146
# of Values Extracted = |  |  | 435
# of Values Used in Fit = |  |  | 249
File | Use | Press* | Sal1 | Sal1 | Diff (Sal1 - Sal_Bot) |  |  |  | Fit vs. | File Pair #
Pair # | in Fit? | Average | Average | Std Dev | Measured | Fit | Resid |  | X | Y
1 | YES | 1000.59 | 34.3785 | 0.00030606 | 0.0084686 | 0.0051666 | -0.0033021 |  | 1 | 0.0084686
1 | YES | 750.062 | 34.2674 | 0.00032363 | 0.0078888 | 0.0051666 | -0.0027222 |  | 1 | 0.0078888
1 | YES | 499.725 | 34.0968 | 0.00024769 | 0.0079842 | 0.0051666 | -0.0028176 |  | 1 | 0.0079842
1 | YES | 350.334 | 33.9937 | 0.00021083 | 0.0081673 | 0.0051666 | -0.0030007 |  | 1 | 0.0081673
1 | YES | 250.617 | 33.9592 | 0.00057032 | 0.0096512 | 0.0051666 | -0.0044846 |  | 1 | 0.0096512
1 | YES | 225.572 | 33.943 | 0.00025456 | 0.0084915 | 0.0051666 | -0.003325 |  | 1 | 0.0084915
1 | YES | 200.388 | 33.9313 | 0.00024884 | 0.0039291 | 0.0051666 | 0.0012374 |  | 1 | 0.0039291
1 | YES | 175.837 | 33.8876 | 0.00068704 | 0.0044174 | 0.0051666 | 0.00074914 |  | 1 | 0.0044174
1 | YES | 150.077 | 33.838 | 0.00083827 | 0.015625 | 0.0051666 | -0.010458 |  | 1 | 0.015625
1 | NO | 124.933 | 33.727 | 0.0012123 | 0.00020981 | 0.0051666 | 0.0049568 |  | 1 | 0.0078068
1 | NO | 99.7627 | 33.4748 | 0.0065652 | 0.03632 | 0.0051666 | -0.031153 |  | 2 | -0.0014076
1 | NO | 74.4629 | 32.8126 | 0.0025901 | 0.0098724 | 0.0051666 | -0.0047059 |  | 2 | 0.0032844
1 | NO | 49.4325 | 32.3208 | 0.0038195 | 0.028236 | 0.0051666 | -0.02307 |  | 2 | 0.0089989
1 | NO | 35.579 | 31.9074 | 0.0014429 | 0.011625 | 0.0051666 | -0.0064587 |  | 2 | 0.0024567
1 | NO | 25.9498 | 31.5969 | 0.00448 | -0.022285 | 0.0051666 | 0.027452 |  | 2 | 0.0053902
1 | NO | 14.4729 | 31.493 | 0.0010372 | 0.00387 | 0.0051666 | 0.0012966 |  | 2 | 0.006115
1 | YES | 4.9697 | 31.4894 | 0.00047416 | 0.0078068 | 0.0051666 | -0.0026402 |  | 2 | -0.0035438
2 | YES | 1001.09 | 34.3895 | 0.0002519 | -0.0014076 | 0.0051841 | 0.0065917 |  | 2 | 0.0017967
2 | YES | 751.657 | 34.2737 | 0.00081259 | 0.0032844 | 0.0051841 | 0.0018996 |  | 2 | -0.0041389
2 | YES | 500.121 | 34.0892 | 0.00029846 | 0.0089989 | 0.0051841 | -0.0038148 |  | 2 | 0.013493
2 | YES | 349.915 | 33.9554 | 0.00029474 | 0.0024567 | 0.0051841 | 0.0027274 |  | 2 | 0.0072651
2 | YES | 249.585 | 33.9349 | 0.00062869 | 0.0053902 | 0.0051841 | -0.00020612 |  | 3 | 0.0051651
2 | YES | 225.257 | 33.9249 | 0.00027372 | 0.006115 | 0.0051841 | -0.00093091 |  | 3 | 0.0049286
2 | YES | 200.139 | 33.9084 | 0.00056035 | -0.0035438 | 0.0051841 | 0.0087279 |  | 3 | 1.5259e-05
2 | YES | 175.647 | 33.8727 | 0.00056525 | 0.0017967 | 0.0051841 | 0.0033873 |  | 3 | 0.0053482
2 | YES | 149.192 | 33.847 | 0.00062466 | -0.0041389 | 0.0051841 | 0.009323 |  | 3 | 0.0062447
2 | NO | 124.397 | 33.6186 | 0.0030251 | 0.016617 | 0.0051841 | -0.011433 |  | 3 | 0.0045967
2 | NO | 99.7287 | 33.1402 | 0.0062068 | 0.009304 | 0.0051841 | -0.00412 |  | 3 | 0.0021667
2 | YES | 74.6182 | 32.6448 | 0.00056182 | 0.013493 | 0.0051841 | -0.0083085 |  | 3 | 0.0068016
2 | NO | 49.7332 | 32.1193 | 0.002925 | -0.0020027 | 0.0051841 | 0.0071868 |  | 4 | 0.0068169
2 | NO | 35.4725 | 31.8903 | 0.0020743 | 0.0089798 | 0.0051841 | -0.0037957 |  | 4 | 0.007904
2 | NO | 24.8734 | 31.7038 | 0.0028984 | 0.018608 | 0.0051841 | -0.013424 |  | 4 | 0.0076485
2 | NO | 15.0479 | 31.2527 | 0.0045731 | 0.0087948 | 0.0051841 | -0.0036107 |  | 4 | 0.0082054
2 | YES | 4.7855 | 31.2139 | 0.00050494 | 0.0072651 | 0.0051841 | -0.002081 |  | 4 | 0.0047302
3 | YES | 1001.02 | 34.3524 | 0.00023561 | 0.0051651 | 0.0052015 | 3.6442e-05 |  | 4 | 0.0054588
3 | YES | 750.625 | 34.2606 | 0.00036406 | 0.0049286 | 0.0052015 | 0.00027295 |  | 4 | 0.0079231
3 | YES | 500.409 | 34.0662 | 0.00040776 | 1.5259e-05 | 0.0052015 | 0.0051863 |  | 4 | 0.0016022
3 | NO | 350.6 | 33.9465 | 0.001182 | 0.016163 | 0.0052015 | -0.010961 |  | 4 | 0.0074425
3 | YES | 250.574 | 33.9263 | 0.00022902 | 0.0053482 | 0.0052015 | -0.00014667 |  | 4 | -0.00070572
3 | NO | 225.908 | 33.9176 | 0.0013714 | 0.0010834 | 0.0052015 | 0.0041182 |  | 4 | 0.0019722
3 | YES | 200.858 | 33.8777 | 0.00095372 | 0.0062447 | 0.0052015 | -0.0010431 |  | 4 | 0.0054359
3 | YES | 176.265 | 33.8081 | 0.00025986 | 0.0045967 | 0.0052015 | 0.00060483 |  | 4 | 0.0038567
3 | YES | 150.487 | 33.6964 | 0.00033912 | 0.0021667 | 0.0052015 | 0.0030348 |  | 4 | -0.003933 | 0.0051573 | 0.0041478
3 | NO | 124.836 | 33.5165 | 0.0012219 | -0.0088806 | 0.0052015 | 0.014082 |  | 5 | 0.0061569
3 | NO | 99.5585 | 33.1459 | 0.014032 | 0.0040894 | 0.0052015 | 0.0011122 |  | 5 | 0.0084457
3 | NO | 75.6987 | 32.6586 | 0.0028325 | -0.023449 | 0.0052015 | 0.02865 |  | 5 | 0.0078049
3 | NO | 49.4546 | 32.3185 | 0.0022423 | -0.0068054 | 0.0052015 | 0.012007 |  | 5 | 0.0079231
3 | NO | 35.576 | 32.159 | 0.0033636 | -0.0019493 | 0.0052015 | 0.0071509 |  | 5 | -0.010231
3 | NO | 24.767 | 32.141 | 0.0025731 | 0.013508 | 0.0052015 | -0.0083063 |  | 5 | 0.0056114
3 | YES | 15.0652 | 32.033 | 0.00022821 | 0.0068016 | 0.0052015 | -0.0016001 |  | 5 | 0.007412
3 | NO | 4.3645 | 31.9919 | 0.0019139 | 0.0052357 | 0.0052015 | -3.4128e-05 |  | 5 | 0.006073
4 | YES | 999.988 | 34.3716 | 0.0002505 | 0.0068169 | 0.005219 | -0.0015978 |  | 5 | 0.0045166
4 | YES | 750.823 | 34.2689 | 0.00022049 | 0.007904 | 0.005219 | -0.002685 |  | 5 | 0.0071983
4 | YES | 500.538 | 34.0873 | 0.00025563 | 0.0076485 | 0.005219 | -0.0024294 |  | 5 | 0.0073967
4 | YES | 350.787 | 33.9342 | 0.00022123 | 0.0082054 | 0.005219 | -0.0029864 |  | 5 | 0.0054398
4 | YES | 250.176 | 33.8639 | 0.00024624 | 0.0047302 | 0.005219 | 0.00048881 |  | 5 | 0.0059128
4 | YES | 225.923 | 33.8565 | 0.00028037 | 0.0054588 | 0.005219 | -0.0002398 |  | 5 | -0.00043106
4 | YES | 201.424 | 33.8455 | 0.00025044 | 0.0079231 | 0.005219 | -0.0027041 |  | 5 | 0.0044708
4 | YES | 175.603 | 33.8362 | 0.00028609 | 0.0016022 | 0.005219 | 0.0036169 |  | 6 | 0.0076103
4 | YES | 150.442 | 33.8159 | 0.000487 | 0.0074425 | 0.005219 | -0.0022234 |  | 6 | 0.002243
4 | YES | 125.304 | 33.712 | 0.00064791 | -0.00070572 | 0.005219 | 0.0059248 |  | 6 | 0.0072556
4 | NO | 100.017 | 33.4129 | 0.0068228 | 0.027031 | 0.005219 | -0.021812 |  | 6 | 0.0087204
4 | NO | 74.7294 | 32.9202 | 0.0027666 | 0.001564 | 0.005219 | 0.003655 |  | 6 | 0.0047722
4 | YES | 49.6921 | 32.7445 | 0.00037861 | 0.0019722 | 0.005219 | 0.0032468 |  | 6 | 0.0091629
4 | YES | 34.882 | 32.6839 | 0.00069657 | 0.0054359 | 0.005219 | -0.00021691 |  | 6 | 0.0078659
4 | NO | 24.9119 | 32.6228 | 0.0018908 | 0.00068665 | 0.005219 | 0.0045324 |  | 6 | 0.0071068
4 | YES | 15.1659 | 32.6201 | 0.00023499 | 0.0038567 | 0.005219 | 0.0013624 |  | 6 | 0.0020256
4 | YES | 5.1142 | 32.6203 | 0.00019851 | -0.003933 | 0.005219 | 0.009152 |  | 6 | 0.0031624
5 | YES | 1001.61 | 34.3598 | 0.00025231 | 0.0061569 | 0.0052365 | -0.0009204 |  | 6 | 0.0044098
5 | YES | 750.354 | 34.252 | 0.00024829 | 0.0084457 | 0.0052365 | -0.0032092 |  | 6 | 0.0080109
5 | YES | 500.085 | 34.0716 | 0.00024054 | 0.0078049 | 0.0052365 | -0.0025683 |  | 6 | 0.007885
5 | YES | 350.22 | 33.9529 | 0.00021929 | 0.0079231 | 0.0052365 | -0.0026866 |  | 7 | 0.0089417
5 | YES | 250.511 | 33.8557 | 0.0002483 | -0.010231 | 0.0052365 | 0.015468 |  | 7 | 0.0027962
5 | YES | 225.626 | 33.8306 | 0.00045768 | 0.0056114 | 0.0052365 | -0.0003749 |  | 7 | 0.0064774
5 | YES | 201.219 | 33.8256 | 0.00043519 | 0.007412 | 0.0052365 | -0.0021754 |  | 7 | 0.0087128
5 | YES | 175.013 | 33.8206 | 0.00050207 | 0.006073 | 0.0052365 | -0.00083648 |  | 7 | 0.0076332
5 | YES | 150.291 | 33.8009 | 0.00073259 | 0.0045166 | 0.0052365 | 0.00071992 |  | 7 | 0.0056076
5 | YES | 124.953 | 33.6504 | 0.0009351 | 0.0071983 | 0.0052365 | -0.0019618 |  | 7 | 0.0076523
5 | NO | 99.7486 | 32.914 | 0.0017932 | -0.004097 | 0.0052365 | 0.0093335 |  | 7 | 0.0085526
5 | YES | 74.3734 | 32.787 | 0.00079639 | 0.0073967 | 0.0052365 | -0.0021602 |  | 7 | -0.013294
5 | YES | 49.6443 | 32.7445 | 0.0003089 | 0.0054398 | 0.0052365 | -0.00020324 |  | 7 | 0.0063553
5 | NO | 35.6996 | 32.6714 | 0.001388 | -0.0039978 | 0.0052365 | 0.0092343 |  | 7 | 0.0033798
5 | YES | 24.8459 | 32.6693 | 0.00040551 | 0.0059128 | 0.0052365 | -0.00067626 |  | 7 | -0.01849
5 | YES | 15.0377 | 32.6718 | 0.00028543 | -0.00043106 | 0.0052365 | 0.0056676 |  | 7 | 0.0076561
5 | YES | 4.9366 | 32.6719 | 0.00038156 | 0.0044708 | 0.0052365 | 0.00076569 |  | 8 | 0.0090256
6 | YES | 1000.79 | 34.3736 | 0.00022694 | 0.0076103 | 0.005254 | -0.0023563 |  | 8 | 0.0076599
6 | YES | 750.609 | 34.2637 | 0.00026513 | 0.002243 | 0.005254 | 0.003011 |  | 8 | 0.0085487
6 | YES | 500.654 | 34.082 | 0.00024123 | 0.0072556 | 0.005254 | -0.0020015 |  | 8 | 0.0078735
6 | YES | 349.701 | 33.9474 | 0.00046491 | 0.0087204 | 0.005254 | -0.0034664 |  | 8 | 0.0046387
6 | YES | 250.393 | 33.8638 | 0.00022741 | 0.0047722 | 0.005254 | 0.00048182 |  | 8 | 0.0061188
6 | YES | 226.122 | 33.842 | 0.00065548 | 0.0091629 | 0.005254 | -0.0039089 |  | 8 | 0.0092812
6 | YES | 200.023 | 33.8001 | 0.00022772 | 0.0078659 | 0.005254 | -0.0026119 |  | 8 | 0.005928
6 | YES | 174.96 | 33.7541 | 0.00050912 | 0.0071068 | 0.005254 | -0.0018528 |  | 8 | 0.0045052
6 | YES | 150.191 | 33.6502 | 0.00031195 | 0.0020256 | 0.005254 | 0.0032284 |  | 8 | 0.0066605
6 | NO | 124.569 | 33.3153 | 0.008585 | 0.049358 | 0.005254 | -0.044104 |  | 8 | -0.0062752
6 | YES | 100.045 | 32.8506 | 0.00048776 | 0.0031624 | 0.005254 | 0.0020916 |  | 8 | 0.0068245
6 | NO | 74.6854 | 32.7386 | 0.0017117 | 0.0083618 | 0.005254 | -0.0031078 |  | 9 | 0.0071259
6 | NO | 49.9539 | 32.6603 | 0.0011795 | 0.0044785 | 0.005254 | 0.00077556 |  | 9 | 0.0059242
6 | NO | 35.8857 | 32.5811 | 0.0021781 | 0.0071144 | 0.005254 | -0.0018604 |  | 9 | 0.0074463
6 | YES | 24.9841 | 32.4869 | 0.00036206 | 0.0044098 | 0.005254 | 0.00084422 |  | 9 | 0.0058327
6 | YES | 15.0446 | 32.4866 | 0.00030995 | 0.0080109 | 0.005254 | -0.0027568 |  | 9 | 0.0063858
6 | YES | 4.9564 | 32.4866 | 0.00023131 | 0.007885 | 0.005254 | -0.002631 |  | 9 | 0.0037613
7 | YES | 1001.74 | 34.3823 | 0.00026042 | 0.0089417 | 0.0052715 | -0.0036701 |  | 9 | 0.0058403
7 | YES | 750.7 | 34.2913 | 0.00022548 | 0.0027962 | 0.0052715 | 0.0024753 |  | 9 | 0.0077667
7 | YES | 500.454 | 34.1284 | 0.00025424 | 0.0064774 | 0.0052715 | -0.0012059 |  | 9 | 0.0033455
7 | YES | 350.625 | 34.0062 | 0.00024705 | 0.0087128 | 0.0052715 | -0.0034413 |  | 9 | 0.0071297
7 | YES | 250.641 | 33.8818 | 0.00025335 | 0.0076332 | 0.0052715 | -0.0023617 |  | 10 | 0.0082931
7 | YES | 224.466 | 33.8499 | 0.00050214 | 0.0056076 | 0.0052715 | -0.0003361 |  | 10 | 0.006916
7 | YES | 199.826 | 33.8174 | 0.00067751 | 0.0076523 | 0.0052715 | -0.0023808 |  | 10 | 0.0069542
7 | YES | 174.976 | 33.7949 | 0.00058947 | 0.0085526 | 0.0052715 | -0.003281 |  | 10 | 0.0078964
7 | NO | 150.193 | 33.7486 | 0.0030689 | 0.0055313 | 0.0052715 | -0.00025981 |  | 10 | 0.0081253
7 | NO | 125.365 | 33.4726 | 0.0012273 | -0.023273 | 0.0052715 | 0.028545 |  | 10 | 0.0052261
7 | YES | 99.6347 | 32.9086 | 0.0006618 | -0.013294 | 0.0052715 | 0.018566 |  | 10 | 0.0064583
7 | YES | 74.7357 | 32.8127 | 0.00094499 | 0.0063553 | 0.0052715 | -0.0010838 |  | 10 | 0.0043678
7 | YES | 49.6429 | 32.7823 | 0.00031774 | 0.0033798 | 0.0052715 | 0.0018917 |  | 10 | 0.007328
7 | NO | 35.905 | 32.6668 | 0.0031576 | -0.014919 | 0.0052715 | 0.020191 |  | 10 | 0.002594
7 | YES | 25.1405 | 32.5956 | 0.00086429 | -0.01849 | 0.0052715 | 0.023761 |  | 10 | -0.00043487
7 | YES | 15.1779 | 32.6042 | 0.00071767 | 0.0076561 | 0.0052715 | -0.0023846 |  | 10 | 0.0068512
7 | NO | 5.3066 | 32.6012 | 0.0012437 | 0.0054893 | 0.0052715 | -0.00021785 |  | 11 | -0.0011215
8 | YES | 1001.19 | 34.3969 | 0.00026329 | 0.0090256 | 0.005289 | -0.0037366 |  | 11 | 0.0085449
8 | YES | 750.907 | 34.3134 | 0.00022773 | 0.0076599 | 0.005289 | -0.0023709 |  | 11 | 0.0075874
8 | YES | 500.242 | 34.1811 | 0.00029083 | 0.0085487 | 0.005289 | -0.0032597 |  | 11 | 0.0044403
8 | YES | 349.94 | 34.048 | 0.0002426 | 0.0078735 | 0.005289 | -0.0025845 |  | 11 | -0.00099564
8 | YES | 251.004 | 33.9351 | 0.00061053 | 0.0046387 | 0.005289 | 0.00065033 |  | 11 | 0.0059013
8 | YES | 224.153 | 33.9028 | 0.0004552 | 0.0061188 | 0.005289 | -0.00082977 |  | 11 | 0.0057488
8 | YES | 200.072 | 33.8711 | 0.00022802 | 0.0092812 | 0.005289 | -0.0039922 |  | 11 | 0.0085297
8 | YES | 175.544 | 33.8269 | 0.00024602 | 0.005928 | 0.005289 | -0.00063904 |  | 11 | 0.011085
8 | YES | 150.634 | 33.7732 | 0.00030718 | 0.0045052 | 0.005289 | 0.00078384 |  | 11 | 0.0093346
8 | YES | 125.208 | 33.6938 | 0.00036582 | 0.0066605 | 0.005289 | -0.0013715 |  | 11 | 0.0088463
8 | NO | 100.292 | 33.3936 | 0.014881 | 0.024715 | 0.005289 | -0.019426 |  | 11 | 0.0057335
8 | YES | 75.1353 | 32.9332 | 0.00062318 | -0.0062752 | 0.005289 | 0.011564 |  | 11 | 0.0036774
8 | YES | 49.9851 | 32.8286 | 0.00074925 | 0.0068245 | 0.005289 | -0.0015355 |  | 11 | 0.0049553
8 | NO | 35.1571 | 32.7799 | 0.0084061 | 0.0045319 | 0.005289 | 0.00075714 |  | 12 | 0.0031929
8 | NO | 25.2653 | 32.6406 | 0.019685 | -0.018902 | 0.005289 | 0.024191 |  | 12 | 0.0081444
8 | NO | 15.2911 | 32.5968 | 0.003552 | 0.0030365 | 0.005289 | 0.0022525 |  | 12 | 0.0024528
8 | NO | 5.1977 | 32.5941 | 0.0010932 | 0.0069008 | 0.005289 | -0.0016118 |  | 12 | -0.012135
9 | YES | 1001.51 | 34.4151 | 0.00024156 | 0.0071259 | 0.0053065 | -0.0018194 |  | 13 | 0.0083389
9 | YES | 751.15 | 34.3272 | 0.00023295 | 0.0059242 | 0.0053065 | -0.00061773 |  | 13 | 0.0088654
9 | YES | 499.457 | 34.2121 | 0.00032064 | 0.0074463 | 0.0053065 | -0.0021398 |  | 13 | 0.0049953
9 | YES | 349.53 | 34.1099 | 0.00052376 | 0.0058327 | 0.0053065 | -0.00052618 |  | 14 | 0.0073624
9 | YES | 249.883 | 34.0114 | 0.00020975 | 0.0063858 | 0.0053065 | -0.0010793 |  | 14 | 0.0068169
9 | YES | 225.237 | 33.9799 | 0.00059501 | 0.0037613 | 0.0053065 | 0.0015452 |  | 15 | 0.0094337
9 | YES | 199.997 | 33.9426 | 0.00021965 | 0.0058403 | 0.0053065 | -0.00053381 |  | 15 | 0.006218
9 | YES | 175.193 | 33.8998 | 0.00035371 | 0.0077667 | 0.0053065 | -0.0024602 |  | 15 | 0.0064335
9 | YES | 150.589 | 33.8532 | 0.00053088 | 0.0033455 | 0.0053065 | 0.001961 |  | 16 | 0.0034637
9 | NO | 125.328 | 33.7509 | 0.004795 | -0.011417 | 0.0053065 | 0.016724 |  | 17 | 0.0030899
9 | NO | 100.085 | 33.4288 | 0.0029833 | -0.013569 | 0.0053065 | 0.018875 |  | 17 | -0.012825
9 | NO | 74.444 | 32.9501 | 0.0010218 | -0.00086594 | 0.0053065 | 0.0061724 |  | 18 | 0.0084915
9 | YES | 49.2383 | 32.8842 | 0.00042464 | 0.0071297 | 0.0053065 | -0.0018232 |  | 18 | 0.0051689
9 | NO | 34.5598 | 32.8251 | 0.0086034 | 0.015492 | 0.0053065 | -0.010185 |  | 18 | 0.0061264
9 | NO | 25.4858 | 32.6705 | 0.0055661 | -0.012852 | 0.0053065 | 0.018158 |  | 19 | 0.0073242
9 | NO | 14.9632 | 32.6211 | 0.0012027 | 0.0013428 | 0.0053065 | 0.0039637 |  | 19 | 0.0072098
9 | NO | 5.3049 | 32.6234 | 0.0015604 | 0.0058594 | 0.0053065 | -0.00055289 |  | 19 | 0.0078468
10 | YES | 999.467 | 34.4029 | 0.0002964 | 0.0082931 | 0.005324 | -0.0029692 |  | 20 | 0.0026779
10 | YES | 749.029 | 34.3195 | 0.00026435 | 0.006916 | 0.005324 | -0.0015921 |  | 20 | 0.0040817
10 | YES | 498.377 | 34.1811 | 0.00023509 | 0.0069542 | 0.005324 | -0.0016302 |  | 21 | 0.053379
10 | YES | 350.22 | 34.0666 | 0.00073722 | 0.0078964 | 0.005324 | -0.0025724 |  | 21 | -0.043762
10 | YES | 250.899 | 33.9453 | 0.0002675 | 0.0081253 | 0.005324 | -0.0028013 |  | 21 | -0.0051899
10 | YES | 225.601 | 33.8904 | 0.00047325 | 0.0052261 | 0.005324 | 9.7836e-05 |  | 22 | 0.0070496
10 | YES | 200.919 | 33.8583 | 0.00063185 | 0.0064583 | 0.005324 | -0.0011343 |  | 22 | 0.023026
10 | YES | 175.301 | 33.8197 | 0.00036491 | 0.0043678 | 0.005324 | 0.00095615 |  | 23 | 0.0014725
10 | YES | 150.199 | 33.8091 | 0.00041203 | 0.007328 | 0.005324 | -0.0020041 |  | 23 | -0.0010338
10 | YES | 124.803 | 33.7524 | 0.00092359 | 0.002594 | 0.005324 | 0.00273 |  | 23 | 0.0060768
10 | NO | 99.3815 | 33.4557 | 0.0013634 | -0.015095 | 0.005324 | 0.020419 |  | 24 | 0.0066452
10 | YES | 73.6946 | 32.9389 | 0.00061425 | -0.00043487 | 0.005324 | 0.0057589 |  | 24 | 0.0070305
10 | YES | 49.2522 | 32.6576 | 0.00035528 | 0.0068512 | 0.005324 | -0.0015272 |  | 24 | 0.0067635
10 | NO | 35.3536 | 32.6034 | 0.0028283 | 0.0008049 | 0.005324 | 0.0045191 |  | 25 | 0.0054817
10 | NO | 25.9318 | 32.5486 | 0.0034 | 0.0070457 | 0.005324 | -0.0017218 |  | 25 | 0.0048485
10 | NO | 14.8099 | 32.5456 | 0.0049823 | 0.0063515 | 0.005324 | -0.0010275 |  | 26 | 0.0067558
10 | NO | 4.9095 | 32.5533 | 0.0031108 | 0.0063477 | 0.005324 | -0.0010237 |  | 26 | 0.0054665
11 | YES | 997.432 | 34.369 | 0.00026248 | -0.0011215 | 0.0053415 | 0.006463 |  | 26 | 0.0050125
11 | YES | 748.037 | 34.2747 | 0.00028299 | 0.0085449 | 0.0053415 | -0.0032035 |  | 27 | 0.0059357
11 | YES | 500.996 | 34.1565 | 0.00068088 | 0.0075874 | 0.0053415 | -0.002246 |  | 27 | 0.0058899
11 | YES | 350.751 | 34.026 | 0.00024395 | 0.0044403 | 0.0053415 | 0.00090116 |  | 28 | 0.017044
11 | YES | 249.616 | 33.8626 | 0.00066165 | -0.00099564 | 0.0053415 | 0.0063371 |  | 29 | 0.0057259
11 | YES | 224.27 | 33.8474 | 0.00039241 | 0.0059013 | 0.0053415 | -0.00055987 |  | 29 | 0.0057831
11 | YES | 198.572 | 33.8355 | 0.0007799 | 0.0057488 | 0.0053415 | -0.00040728 |  | 29 | 0.0051918
11 | YES | 175.804 | 33.7936 | 0.0006798 | 0.0085297 | 0.0053415 | -0.0031882 |  | 30 | 0.0045204
11 | YES | 150.373 | 33.7178 | 0.00076251 | 0.011085 | 0.0053415 | -0.005744 |  | 30 | 0.0077515
11 | YES | 125.712 | 33.5062 | 0.00078852 | 0.0093346 | 0.0053415 | -0.0039931 |  | 30 | 0.0052299
11 | NO | 100.55 | 33.2619 | 0.0033355 | 0.026779 | 0.0053415 | -0.021438 |  | 30 | 0.0012321
11 | YES | 75.1059 | 32.9016 | 0.00055327 | 0.0088463 | 0.0053415 | -0.0035048 |  | 31 | 0.0052643
11 | NO | 50.4162 | 32.7052 | 0.0038296 | 0.014049 | 0.0053415 | -0.008708 |  | 31 | 0.0053024
11 | YES | 35.521 | 32.6631 | 0.0005287 | 0.0057335 | 0.0053415 | -0.00039202 |  | 31 | -0.0033684
11 | NO | 24.5961 | 32.6104 | 0.0026115 | 0.0020523 | 0.0053415 | 0.0032892 |  | 32 | 0.0014439
11 | YES | 14.4724 | 32.4258 | 0.00068629 | 0.0036774 | 0.0053415 | 0.0016641 |  | 32 | 0.002243
11 | YES | 4.2929 | 32.4267 | 0.00026193 | 0.0049553 | 0.0053415 | 0.00038618 |  | 33 | 0.0057297
12 | YES | 74.4585 | 32.1392 | 0.00031919 | 0.0031929 | 0.005359 | 0.0021661 |  | 33 | 0.0047073
12 | YES | 49.8835 | 32.03 | 0.00039137 | 0.0081444 | 0.005359 | -0.0027854 |  | 34 | 0.0055275
12 | YES | 35.1097 | 31.8235 | 0.00086102 | 0.0024528 | 0.005359 | 0.0029061 |  | 34 | 0.0062981
12 | NO | 25.2282 | 31.7708 | 0.0014041 | 0.022059 | 0.005359 | -0.0167 |  | 34 | 0.0062866
12 | YES | 15.0651 | 30.8563 | 0.00078882 | -0.012135 | 0.005359 | 0.017494 |  | 34 | 0.0068817
12 | NO | 5.3797 | 30.7334 | 0.017633 | -0.051968 | 0.005359 | 0.057327 |  | 35 | -0.00040436
13 | YES | 77.5511 | 32.1092 | 0.00058594 | 0.0083389 | 0.0053764 | -0.0029625 |  | 35 | -0.010845
13 | YES | 74.5306 | 32.1068 | 0.00031624 | 0.0088654 | 0.0053764 | -0.0034889 |  | 36 | 0.0040207
13 | YES | 49.381 | 31.955 | 0.00034765 | 0.0049953 | 0.0053764 | 0.0003811 |  | 36 | 0.0036163
13 | NO | 34.8766 | 31.7912 | 0.0012726 | 0.0092583 | 0.0053764 | -0.0038818 |  | 37 | 0.0052147
13 | NO | 25.3872 | 31.7105 | 0.0054285 | 0.024391 | 0.0053764 | -0.019015 |  | 37 | -0.015812
13 | NO | 15.5099 | 30.8566 | 0.0017958 | -0.1278 | 0.0053764 | 0.13317 |  | 38 | 0.00075913
13 | NO | 5.1326 | 30.7939 | 0.0048698 | 0.0007534 | 0.0053764 | 0.004623 |  | 38 | 0.0055199
14 | YES | 67.99 | 32.2082 | 0.00060604 | 0.0073624 | 0.0053939 | -0.0019684 |  | 38 | -0.020145
14 | YES | 49.6589 | 32.2074 | 0.00066515 | 0.0068169 | 0.0053939 | -0.0014229 |  | 39 | 0.010235
14 | NO | 35.0988 | 32.062 | 0.01223 | -0.05352 | 0.0053939 | 0.058914 |  | 39 | 0.0016785
14 | NO | 25.0763 | 31.7761 | 0.0045911 | -0.085951 | 0.0053939 | 0.091345 |  | 39 | 0.0022507
14 | NO | 15.4697 | 31.0727 | 0.008848 | -0.030365 | 0.0053939 | 0.035759 |  | 39 | 0.0025635
14 | NO | 5.3431 | 31.0537 | 0.0022267 | 0.0049934 | 0.0053939 | 0.0004005 |  | 40 | 0.004509
15 | YES | 61.1026 | 32.1743 | 0.00059112 | 0.0094337 | 0.0054114 | -0.0040223 |  | 40 | 0.0054588
15 | YES | 49.5835 | 32.1734 | 0.00037228 | 0.006218 | 0.0054114 | -0.00080653 |  | 40 | 0.0025864
15 | NO | 35.1975 | 32.1648 | 0.0014054 | 0.011738 | 0.0054114 | -0.0063264 |  | 41 | 0.009491
15 | NO | 25.5031 | 31.8347 | 0.0036099 | -0.0089569 | 0.0054114 | 0.014368 |  | 41 | 0.0055046
15 | NO | 15.5194 | 31.2924 | 0.0063767 | -0.047714 | 0.0054114 | 0.053126 |  | 41 | 0.0051842
15 | YES | 5.4465 | 31.2764 | 0.00073107 | 0.0064335 | 0.0054114 | -0.0010221 |  | 41 | 0.00078964
16 | NO | 67.5659 | 32.3522 | 0.001132 | 0.018185 | 0.0054289 | -0.012756 |  | 42 | 0.052109
16 | NO | 49.909 | 32.1951 | 0.003075 | 0.02639 | 0.0054289 | -0.020961 |  | 42 | 0.0083504
16 | YES | 35.2956 | 32.0508 | 0.00083968 | 0.0034637 | 0.0054289 | 0.0019652 |  | 42 | 0.065447
16 | NO | 25.2739 | 32.0255 | 0.0052648 | 0.021286 | 0.0054289 | -0.015857 |  | 43 | 0.063408
16 | NO | 15.3549 | 31.775 | 0.0050694 | -0.011713 | 0.0054289 | 0.017142 |  | 43 | 0.010803
16 | NO | 5.4243 | 31.7557 | 0.0021651 | 0.0073624 | 0.0054289 | -0.0019335 |  | 43 | -0.031502
17 | NO | 48.7636 | 32.5075 | 0.0012951 | 0.012958 | 0.0054464 | -0.0075121 |  | 44 | 0.0019112
17 | YES | 35.297 | 32.4947 | 0.00081864 | 0.0030899 | 0.0054464 | 0.0023565 |  | 46 | 0.060451
17 | NO | 24.9743 | 32.4936 | 0.003088 | 0.0021973 | 0.0054464 | 0.0032491 |  | 46 | 0.0079231
17 | NO | 15.0386 | 32.5717 | 0.015747 | 0.023735 | 0.0054464 | -0.018289 |  | 47 | 0.020271
17 | YES | 5.1695 | 31.4744 | 0.00085673 | -0.012825 | 0.0054464 | 0.018271 |  | 47 | 0.0069771
18 | YES | 43.3818 | 32.8204 | 0.00023665 | 0.0084915 | 0.0054639 | -0.0030276 |  | 47 | 0.005928
18 | NO | 34.5943 | 32.8213 | 0.0011815 | 0.0060082 | 0.0054639 | -0.00054425 |  | 47 | 0.008316
18 | YES | 25.2985 | 32.8177 | 0.00079106 | 0.0051689 | 0.0054639 | 0.00029499 |  | 48 | 0.049591
18 | YES | 15.2292 | 32.8066 | 0.00023806 | 0.0061264 | 0.0054639 | -0.0006625 |  | 48 | 0.0069084
18 | NO | 5.258 | 32.6863 | 0.0052829 | -0.0054359 | 0.0054639 | 0.0109 |  | 49 | -0.03212
19 | YES | 42.8042 | 32.5702 | 0.00081136 | 0.0073242 | 0.0054814 | -0.0018428 |  | 50 | 0.0067101
19 | NO | 34.6191 | 32.574 | 0.0014272 | 0.0058327 | 0.0054814 | -0.00035128 |  | 51 | 0.0032921
19 | YES | 25.2848 | 32.5838 | 0.00057273 | 0.0072098 | 0.0054814 | -0.0017284 |  | 52 | 0.0045624
19 | YES | 15.3051 | 32.5859 | 0.00027237 | 0.0078468 | 0.0054814 | -0.0023654 |  | 53 | 0.0049324
19 | NO | 5.2506 | 31.032 | 0.012809 | -0.010452 | 0.0054814 | 0.015934 |  | 53 | 0.0042076
20 | NO | 40.5458 | 32.5735 | 0.0020849 | 0.014069 | 0.0054989 | -0.0085697 |  | 53 | 0.0054169
20 | NO | 34.3973 | 32.5639 | 0.0016246 | 0.0073013 | 0.0054989 | -0.0018024 |  | 53 | -0.011827
20 | YES | 24.0027 | 32.5071 | 0.00072594 | 0.0026779 | 0.0054989 | 0.002821 |  | 54 | 0.0038757
20 | YES | 14.9609 | 32.4879 | 0.00025902 | 0.0040817 | 0.0054989 | 0.0014172 |  | 54 | 0.002655
20 | NO | 5.2358 | 31.4967 | 0.014938 | -0.020798 | 0.0054989 | 0.026297 |  | 54 | 0.0057526
21 | YES | 33.4182 | 32.3212 | 0.00070191 | 0.053379 | 0.0055164 | -0.047863 |  | 55 | 0.0068436
21 | YES | 25.1187 | 32.0127 | 0.00035461 | -0.043762 | 0.0055164 | 0.049279 |  | 55 | 0.0056534
21 | YES | 15.3003 | 31.9744 | 0.00046085 | -0.0051899 | 0.0055164 | 0.010706 |  | 55 | 0.0049515
21 | NO | 5.1929 | 31.8612 | 0.0021352 | -0.019443 | 0.0055164 | 0.02496 |  | 55 | 0.0023537
22 | NO | 39.995 | 32.4057 | 0.0010088 | 0.029766 | 0.0055339 | -0.024232 |  | 55 | -0.016132
22 | YES | 35.1431 | 32.4041 | 0.00044788 | 0.0070496 | 0.0055339 | -0.0015157 |  | 56 | 0.0099793
22 | NO | 24.823 | 32.0663 | 0.0025313 | -0.075943 | 0.0055339 | 0.081477 |  | 56 | 0.0020523
22 | NO | 14.6838 | 31.8761 | 0.0023453 | -0.014921 | 0.0055339 | 0.020455 |  | 56 | -0.0012398
22 | YES | 4.8412 | 32.023 | 0.00070438 | 0.023026 | 0.0055339 | -0.017492 |  | 57 | 0.028641
23 | NO | 43.4328 | 32.7219 | 0.0029983 | 0.034199 | 0.0055514 | -0.028647 |  | 57 | -0.032883
23 | YES | 35.345 | 32.7084 | 0.00049295 | 0.0014725 | 0.0055514 | 0.0040789 |  | 57 | -0.0043259 | 0.0054888 | 0.011087
23 | YES | 25.0446 | 32.7073 | 0.00052045 | -0.0010338 | 0.0055514 | 0.0065851
23 | YES | 15.0774 | 32.6935 | 0.00024934 | 0.0060768 | 0.0055514 | -0.00052546
23 | NO | 5.1128 | 31.3816 | 0.13035 | 0.017866 | 0.0055514 | -0.012315
24 | NO | 43.3383 | 32.8416 | 0.001105 | 0.027969 | 0.0055688 | -0.022401
24 | YES | 34.1946 | 32.8404 | 0.00028465 | 0.0066452 | 0.0055688 | -0.0010764
24 | YES | 24.6099 | 32.8409 | 0.00054308 | 0.0070305 | 0.0055688 | -0.0014616
24 | YES | 14.9834 | 32.8434 | 0.00022806 | 0.0067635 | 0.0055688 | -0.0011946
24 | NO | 5.2877 | 31.4445 | 0.053481 | 0.0907 | 0.0055688 | -0.085131
25 | YES | 47.4533 | 32.1668 | 0.00072354 | 0.0054817 | 0.0055863 | 0.00010461
25 | YES | 34.5286 | 32.1668 | 0.00049722 | 0.0048485 | 0.0055863 | 0.00073785
25 | NO | 25.3838 | 32.1718 | 0.0021198 | 0.0060043 | 0.0055863 | -0.000418
25 | NO | 15.011 | 32.1882 | 0.024264 | -0.0018921 | 0.0055863 | 0.0074784
25 | NO | 5.2449 | 31.979 | 0.0071362 | 0.0081997 | 0.0055863 | -0.0026134
26 | YES | 47.6642 | 32.2213 | 0.00030909 | 0.0067558 | 0.0056038 | -0.001152
26 | YES | 34.5191 | 32.2205 | 0.00026116 | 0.0054665 | 0.0056038 | 0.00013737
26 | YES | 24.6851 | 32.2175 | 0.00049525 | 0.0050125 | 0.0056038 | 0.00059132
26 | NO | 14.8484 | 32.0051 | 0.018016 | -0.0074348 | 0.0056038 | 0.013039
26 | NO | 4.6874 | 32.0021 | 0.00167 | 0.0063667 | 0.0056038 | -0.0007629
27 | YES | 46.9018 | 32.273 | 0.00052114 | 0.0059357 | 0.0056213 | -0.00031435
27 | YES | 34.6057 | 32.2757 | 0.00041515 | 0.0058899 | 0.0056213 | -0.00026857
27 | NO | 25.0026 | 32.2747 | 0.0019611 | 0.0030403 | 0.0056213 | 0.002581
27 | NO | 15.0549 | 32.1805 | 0.029661 | -0.035332 | 0.0056213 | 0.040953
27 | NO | 5.2086 | 32.2343 | 0.033746 | -2.6703e-05 | 0.0056213 | 0.005648
28 | YES | 29.3 | 32.2233 | 0.00064801 | 0.017044 | 0.0056388 | -0.011405
28 | NO | 24.6423 | 32.1747 | 0.0026061 | 0.03508 | 0.0056388 | -0.029441
28 | NO | 14.9019 | 32.0516 | 0.0025324 | 0.0031128 | 0.0056388 | 0.002526
28 | NO | 4.9419 | 31.9551 | 0.0015045 | 0.0032425 | 0.0056388 | 0.0023963
29 | YES | 41.748 | 32.3909 | 0.00030202 | 0.0057259 | 0.0056563 | -6.9563e-05
29 | YES | 34.4202 | 32.3874 | 0.00027222 | 0.0057831 | 0.0056563 | -0.00012678
29 | YES | 24.6445 | 32.3861 | 0.00025307 | 0.0051918 | 0.0056563 | 0.0004645
29 | NO | 15.06 | 32.3929 | 0.0043603 | -0.0017166 | 0.0056563 | 0.0073729
29 | NO | 4.9124 | 32.4072 | 0.0015466 | 0.0035667 | 0.0056563 | 0.0020896
30 | YES | 44.0722 | 32.7015 | 0.00030057 | 0.0045204 | 0.0056738 | 0.0011534
30 | YES | 34.6535 | 32.7038 | 0.0003649 | 0.0077515 | 0.0056738 | -0.0020777
30 | YES | 25.0213 | 32.6948 | 0.00023594 | 0.0052299 | 0.0056738 | 0.00044384
30 | NO | 15.1663 | 32.6538 | 0.0036332 | -0.00020981 | 0.0056738 | 0.0058836
30 | YES | 5.1349 | 32.6584 | 0.00078447 | 0.0012321 | 0.0056738 | 0.0044416
31 | YES | 45.0583 | 32.6386 | 0.00032007 | 0.0052643 | 0.0056913 | 0.000427
31 | YES | 34.6554 | 32.641 | 0.00031928 | 0.0053024 | 0.0056913 | 0.00038885
31 | YES | 25.1012 | 32.5997 | 0.00088952 | -0.0033684 | 0.0056913 | 0.0090597
31 | NO | 15.0297 | 32.5204 | 0.0016016 | 0.00085449 | 0.0056913 | 0.0048368
31 | NO | 5.0505 | 32.4357 | 0.0020009 | 0.0015297 | 0.0056913 | 0.0041616
32 | NO | 30.3609 | 31.809 | 0.0014172 | 0.015896 | 0.0057088 | -0.010187
32 | YES | 24.7473 | 31.7664 | 0.00065964 | 0.0014439 | 0.0057088 | 0.0042649
32 | YES | 15.1401 | 31.7793 | 0.00052884 | 0.002243 | 0.0057088 | 0.0034657
32 | NO | 5.3368 | 31.578 | 0.0031366 | -0.007019 | 0.0057088 | 0.012728
33 | NO | 37.9313 | 32.635 | 0.27665 | 0.52553 | 0.0057263 | -0.5198
33 | YES | 34.511 | 32.12 | 0.00082858 | 0.0057297 | 0.0057263 | -3.4207e-06
33 | YES | 25.0206 | 32.1194 | 0.00067997 | 0.0047073 | 0.0057263 | 0.0010189
33 | NO | 15.2815 | 31.8945 | 0.0035214 | -0.0091705 | 0.0057263 | 0.014897
33 | NO | 5.1424 | 31.7547 | 0.0042129 | -0.011469 | 0.0057263 | 0.017195
34 | YES | 43.2436 | 32.1951 | 0.00027277 | 0.0055275 | 0.0057437 | 0.00021625
34 | YES | 34.517 | 32.1945 | 0.00036747 | 0.0062981 | 0.0057437 | -0.00055432
34 | YES | 25.0143 | 32.1907 | 0.00077975 | 0.0062866 | 0.0057437 | -0.00054287
34 | YES | 15.1435 | 32.1814 | 0.00093479 | 0.0068817 | 0.0057437 | -0.001138
34 | NO | 5.1859 | 32.1529 | 0.0044618 | 0.012535 | 0.0057437 | -0.0067914
35 | NO | 45.3355 | 32.4009 | 0.0011891 | 0.0098801 | 0.0057612 | -0.0041188
35 | YES | 35.0445 | 32.3577 | 0.00060703 | -0.00040436 | 0.0057612 | 0.0061656
35 | YES | 25.3625 | 32.3139 | 0.00086984 | -0.010845 | 0.0057612 | 0.016606
35 | NO | 15.0743 | 32.241 | 0.0020274 | -0.0018005 | 0.0057612 | 0.0075618
35 | NO | 4.9814 | 32.2134 | 0.0046952 | 0.012306 | 0.0057612 | -0.006545
36 | YES | 48.5897 | 32.7653 | 0.00025607 | 0.0040207 | 0.0057787 | 0.001758
36 | NO | 35.1514 | 32.7615 | 0.0016775 | 0.0058861 | 0.0057787 | -0.00010735
36 | NO | 25.0982 | 32.7575 | 0.0011468 | 0.0029182 | 0.0057787 | 0.0028605
36 | YES | 15.1949 | 32.7391 | 0.00028095 | 0.0036163 | 0.0057787 | 0.0021624
36 | NO | 5.0568 | 32.6775 | 0.0069732 | -0.010586 | 0.0057787 | 0.016365
37 | YES | 54.6914 | 32.8923 | 0.00024381 | 0.0052147 | 0.0057962 | 0.00058153
37 | NO | 35.0316 | 32.879 | 0.003079 | -0.0089417 | 0.0057962 | 0.014738
37 | YES | 25.298 | 32.8682 | 0.00096221 | -0.015812 | 0.0057962 | 0.021608
37 | NO | 15.126 | 32.883 | 0.066906 | 0.029034 | 0.0057962 | -0.023237
37 | NO | 5.3079 | 32.7859 | 0.013792 | -0.027367 | 0.0057962 | 0.033163
38 | YES | 45.4734 | 32.7431 | 0.00036315 | 0.00075913 | 0.0058137 | 0.0050546
38 | YES | 34.6313 | 32.7368 | 0.00025721 | 0.0055199 | 0.0058137 | 0.00029384
38 | YES | 25.2704 | 32.7121 | 0.00060374 | -0.020145 | 0.0058137 | 0.025959
38 | NO | 15.3947 | 32.5834 | 0.0034286 | -0.067059 | 0.0058137 | 0.072872
38 | NO | 5.2839 | 32.5237 | 0.011722 | -0.0059853 | 0.0058137 | 0.011799
39 | YES | 45.5425 | 32.7252 | 0.00031968 | 0.010235 | 0.0058312 | -0.0044036
39 | YES | 34.757 | 32.7004 | 0.00034745 | 0.0016785 | 0.0058312 | 0.0041527
39 | YES | 25.245 | 32.684 | 0.00043258 | 0.0022507 | 0.0058312 | 0.0035805
39 | YES | 15.3634 | 32.6827 | 0.00049317 | 0.0025635 | 0.0058312 | 0.0032677
39 | NO | 5.4229 | 32.5653 | 0.0033613 | -0.01075 | 0.0058312 | 0.016581
40 | YES | 45.6691 | 32.693 | 0.00035019 | 0.004509 | 0.0058487 | 0.0013397
40 | YES | 34.8948 | 32.6929 | 0.00025775 | 0.0054588 | 0.0058487 | 0.00038986
40 | YES | 25.0902 | 32.6921 | 0.00033224 | 0.0025864 | 0.0058487 | 0.0032623
40 | NO | 15.0626 | 32.7426 | 0.0057877 | 0.012707 | 0.0058487 | -0.0068581
40 | NO | 5.4221 | 32.6112 | 0.0057971 | 0.0024757 | 0.0058487 | 0.003373
41 | YES | 52.8765 | 32.9178 | 0.00029543 | 0.009491 | 0.0058662 | -0.0036248
41 | YES | 49.4675 | 32.9177 | 0.00026242 | 0.0055046 | 0.0058662 | 0.00036157
41 | YES | 34.8122 | 32.9176 | 0.00024131 | 0.0051842 | 0.0058662 | 0.00068201
41 | YES | 25.1938 | 32.9023 | 0.00069023 | 0.00078964 | 0.0058662 | 0.0050765
41 | NO | 15.1448 | 32.8958 | 0.003045 | 0.0041962 | 0.0058662 | 0.00167
41 | NO | 5.2327 | 32.8154 | 0.0038738 | -0.0087128 | 0.0058662 | 0.014579
42 | YES | 37.7136 | 32.2178 | 0.0004341 | 0.052109 | 0.0058837 | -0.046225
42 | YES | 34.4657 | 32.2176 | 0.00027863 | 0.0083504 | 0.0058837 | -0.0024667
42 | NO | 24.9052 | 32.1962 | 0.0021927 | 0.0065422 | 0.0058837 | -0.00065854
42 | NO | 15.2438 | 31.8884 | 0.001078 | -0.016396 | 0.0058837 | 0.022279
42 | YES | 4.829 | 31.8964 | 0.00026224 | 0.065447 | 0.0058837 | -0.059563
43 | YES | 38.5146 | 32.1899 | 0.00041049 | 0.063408 | 0.0059012 | -0.057507
43 | YES | 34.4357 | 32.1899 | 0.00046357 | 0.010803 | 0.0059012 | -0.004902
43 | NO | 24.5788 | 32.1877 | 0.0058246 | 0.015492 | 0.0059012 | -0.0095903
43 | NO | 15.1608 | 31.9621 | 0.0011438 | -0.0039768 | 0.0059012 | 0.009878
43 | YES | 5.3506 | 31.789 | 0.00075569 | -0.031502 | 0.0059012 | 0.037403
44 | NO | 40.2916 | 32.188 | 0.0059423 | 0.0089149 | 0.0059187 | -0.0029963
44 | YES | 35.115 | 32.1367 | 0.00032135 | 0.0019112 | 0.0059187 | 0.0040075
44 | NO | 24.9891 | 31.9743 | 0.0020825 | -0.019424 | 0.0059187 | 0.025343
44 | NO | 15.0963 | 31.8572 | 0.0016053 | -0.014702 | 0.0059187 | 0.02062
44 | NO | 5.343 | 31.7264 | 0.010271 | -0.0074482 | 0.0059187 | 0.013367
45 | NO | 40.2787 | 32.5578 | 0.0015435 | 0.2129 | 0.0059361 | -0.20697
45 | NO | 34.9329 | 32.1563 | 0.0080049 | -0.22441 | 0.0059361 | 0.23034
45 | NO | 25.3135 | 32.0577 | 0.0082251 | -0.021416 | 0.0059361 | 0.027352
45 | NO | 15.3313 | 32.0077 | 0.002271 | 0.0086327 | 0.0059361 | -0.0026965
45 | NO | 5.0189 | 31.9694 | 0.0052484 | 0.0042591 | 0.0059361 | 0.001677
46 | YES | 41.5878 | 32.5779 | 0.00085981 | 0.060451 | 0.0059536 | -0.054498
46 | YES | 34.8385 | 32.5772 | 0.0002423 | 0.0079231 | 0.0059536 | -0.0019695
46 | NO | 24.9902 | 32.4849 | 0.0043239 | 0.049973 | 0.0059536 | -0.044019
46 | NO | 14.8973 | 31.97 | 0.024505 | -0.074841 | 0.0059536 | 0.080794
46 | NO | 5.2558 | 31.9644 | 0.01342 | 0.0093174 | 0.0059536 | -0.0033638
47 | YES | 40.4638 | 32.3999 | 0.00083087 | 0.020271 | 0.0059711 | -0.0143
47 | YES | 34.9857 | 32.3997 | 0.00028169 | 0.0069771 | 0.0059711 | -0.001006
47 | YES | 25.0157 | 32.4001 | 0.00026431 | 0.005928 | 0.0059711 | 4.3087e-05
47 | YES | 14.8077 | 32.4915 | 0.00062928 | 0.008316 | 0.0059711 | -0.0023449
47 | NO | 5.0678 | 32.2162 | 0.0091364 | -0.018864 | 0.0059711 | 0.024835
48 | YES | 58.6094 | 32.1235 | 0.00054579 | 0.049591 | 0.0059886 | -0.043602
48 | YES | 49.639 | 31.9818 | 0.00057751 | 0.0069084 | 0.0059886 | -0.0009198
48 | NO | 34.6874 | 31.8123 | 0.0028386 | -0.0096092 | 0.0059886 | 0.015598
48 | NO | 24.9211 | 31.6529 | 0.0052333 | -0.039402 | 0.0059886 | 0.045391
48 | NO | 14.7591 | 31.1804 | 0.004885 | 0.042858 | 0.0059886 | -0.036869
48 | NO | 4.8919 | 30.3996 | 0.023443 | -0.029676 | 0.0059886 | 0.035665
49 | NO | 61.9161 | 32.1734 | 0.0017762 | 0.035114 | 0.0060061 | -0.029108
49 | NO | 49.0595 | 31.9722 | 0.0017569 | 0.0086689 | 0.0060061 | -0.0026628
49 | NO | 34.1965 | 31.7834 | 0.0018747 | -0.0036106 | 0.0060061 | 0.0096167
49 | NO | 24.5029 | 31.662 | 0.0011666 | 0.010349 | 0.0060061 | -0.0043432
49 | NO | 15.6557 | 31.348 | 0.0050919 | -0.0161 | 0.0060061 | 0.022106
49 | YES | 4.5381 | 30.2779 | 0.00079075 | -0.03212 | 0.0060061 | 0.038126
50 | YES | 67.2266 | 32.2124 | 0.00060747 | 0.0067101 | 0.0060236 | -0.00068645
50 | NO | 49.306 | 32.0542 | 0.0019604 | -0.0010071 | 0.0060236 | 0.0070307
50 | NO | 35.6236 | 31.9174 | 0.0015981 | -0.0099182 | 0.0060236 | 0.015942
50 | NO | 24.9507 | 31.5843 | 0.0011263 | -0.056423 | 0.0060236 | 0.062447
50 | NO | 14.6015 | 31.2054 | 0.016557 | -0.064959 | 0.0060236 | 0.070982
50 | NO | 5.1387 | 30.1842 | 0.001338 | -0.27771 | 0.0060236 | 0.28374
51 | YES | 79.4691 | 32.1905 | 0.00041746 | 0.0032921 | 0.0060411 | 0.002749
51 | NO | 50.603 | 32.0305 | 0.0030725 | -0.0087776 | 0.0060411 | 0.014819
51 | NO | 35.5322 | 31.8715 | 0.002148 | -0.021234 | 0.0060411 | 0.027276
51 | NO | 24.8531 | 31.4863 | 0.022176 | -0.064802 | 0.0060411 | 0.070843
51 | NO | 14.6814 | 30.9456 | 0.01174 | -0.073021 | 0.0060411 | 0.079062
51 | NO | 5.0209 | 30.5679 | 0.0057336 | -0.016706 | 0.0060411 | 0.022748
52 | YES | 107.833 | 32.1768 | 0.00094968 | 0.0045624 | 0.0060586 | 0.0014962
52 | NO | 75.2703 | 32.16 | 0.022997 | -0.0030708 | 0.0060586 | 0.0091294
52 | NO | 50.1367 | 31.9599 | 0.0096565 | -0.0027695 | 0.0060586 | 0.0088281
52 | NO | 35.3061 | 31.6838 | 0.0094404 | 0.013378 | 0.0060586 | -0.0073195
52 | NO | 24.8884 | 31.5383 | 0.01035 | -0.044205 | 0.0060586 | 0.050263
52 | NO | 14.6536 | 31.2321 | 0.0080238 | -0.056158 | 0.0060586 | 0.062217
52 | NO | 5.1472 | 30.0338 | 0.062302 | 0.0050411 | 0.0060586 | 0.0010175
53 | YES | 121.897 | 32.3364 | 0.00026342 | 0.0049324 | 0.0060761 | 0.0011437
53 | YES | 99.9868 | 32.3388 | 0.0008003 | 0.0042076 | 0.0060761 | 0.0018685
53 | YES | 74.472 | 32.3419 | 0.00093405 | 0.0054169 | 0.0060761 | 0.0006592
53 | NO | 49.4519 | 31.9601 | 0.0025014 | -0.032377 | 0.0060761 | 0.038453
53 | YES | 34.7808 | 31.8679 | 0.00070164 | -0.011827 | 0.0060761 | 0.017904
53 | NO | 24.8776 | 31.6374 | 0.0048452 | -0.061892 | 0.0060761 | 0.067968
53 | NO | 14.8453 | 31.2011 | 0.0034032 | -0.062094 | 0.0060761 | 0.06817
53 | NO | 4.7372 | 30.6909 | 0.0072025 | -0.0035248 | 0.0060761 | 0.0096009
54 | NO | 107.655 | 32.2478 | 0.0036116 | 0.0066338 | 0.0060936 | -0.0005402
54 | NO | 100.744 | 32.2438 | 0.0017872 | 0.0066338 | 0.0060936 | -0.0005402
54 | YES | 75.6792 | 32.2181 | 0.00024413 | 0.0038757 | 0.0060936 | 0.0022178
54 | NO | 49.1977 | 32.2126 | 0.0013646 | 0.0049972 | 0.0060936 | 0.0010963
54 | YES | 34.3632 | 32.2061 | 0.00047731 | 0.002655 | 0.0060936 | 0.0034385
54 | YES | 25.5878 | 32.2088 | 0.00031369 | 0.0057526 | 0.0060936 | 0.000341
54 | NO | 15.8019 | 31.5499 | 0.0044888 | -0.084776 | 0.0060936 | 0.090869
54 | NO | 4.7696 | 31.1921 | 0.036333 | 0.057768 | 0.0060936 | -0.051674
55 | YES | 87.6266 | 32.1864 | 0.00033369 | 0.0068436 | 0.0061111 | -0.00073252
55 | YES | 75.1339 | 32.1872 | 0.00095342 | 0.0056534 | 0.0061111 | 0.00045767
55 | YES | 50.4261 | 32.1713 | 0.00051938 | 0.0049515 | 0.0061111 | 0.0011596
55 | YES | 34.6893 | 32.1626 | 0.00029981 | 0.0023537 | 0.0061111 | 0.0037574
55 | YES | 24.6938 | 32.1027 | 0.00076905 | -0.016132 | 0.0061111 | 0.022243
55 | NO | 14.4345 | 31.8059 | 0.077684 | 0.0053444 | 0.0061111 | 0.00076666
55 | NO | 4.7519 | 31.531 | 0.0019631 | 0.00055695 | 0.0061111 | 0.0055541
56 | YES | 52.2101 | 32.1645 | 0.0008256 | 0.0099793 | 0.0061285 | -0.0038507
56 | YES | 34.6956 | 32.1549 | 0.00033837 | 0.0020523 | 0.0061285 | 0.0040762
56 | YES | 24.6168 | 32.1247 | 0.00097565 | -0.0012398 | 0.0061285 | 0.0073683
56 | NO | 14.364 | 31.9404 | 0.013162 | 0.018873 | 0.0061285 | -0.012745
56 | NO | 4.7779 | 31.887 | 0.0094444 | 0.0061951 | 0.0061285 | -6.6528e-05
57 | YES | 42.4945 | 31.8812 | 0.00025327 | 0.028641 | 0.006146 | -0.022495
57 | YES | 34.4122 | 31.7336 | 0.00057133 | -0.032883 | 0.006146 | 0.039029
57 | NO | 24.8386 | 31.4576 | 0.0068519 | -0.11687 | 0.006146 | 0.12302
57 | NO | 14.8438 | 31.2568 | 0.0023505 | -0.068625 | 0.006146 | 0.074771
57 | YES | 4.8845 | 31.25 | 0.00026305 | -0.0043259 | 0.006146 | 0.010472
YES
YES
YES
YES
YES
YES
YES
YES
YES
NO
NO
NO
NO
NO
NO
NO
YES
YES
YES
YES
YES
YES
YES
YES
YES
YES
NO
NO
YES
NO
NO
NO
NO
YES
YES
YES
YES
NO
YES
NO
YES
YES
YES
NO
NO
NO
NO
NO
NO
YES
NO
YES
YES
YES
YES
YES
YES
YES
YES
YES
YES
NO
NO
YES
YES
NO
YES
YES
YES
YES
YES
YES
YES
YES
YES
YES
YES
YES
NO
YES
YES
NO
YES
YES
YES
YES
YES
YES
YES
YES
YES
YES
YES
YES
NO
YES
NO
NO
NO
YES
YES
YES
YES
YES
YES
YES
YES
YES
YES
YES
NO
NO
YES
YES
YES
NO
YES
YES
NO
YES
YES
YES
YES
YES
YES
YES
YES
YES
YES
NO
YES
YES
NO
NO
NO
NO
YES
YES
YES
YES
YES
YES
YES
YES
YES
NO
NO
NO
YES
NO
NO
NO
NO
YES
YES
YES
YES
YES
YES
YES
YES
YES
YES
NO
YES
YES
NO
NO
NO
NO
YES
YES
YES
YES
YES
YES
YES
YES
YES
YES
NO
YES
NO
YES
NO
YES
YES
YES
YES
YES
NO
YES
NO
YES
YES
YES
NO
NO
NO
NO
YES
YES
NO
NO
NO
NO
YES
YES
NO
NO
NO
YES
NO
NO
YES
NO
NO
NO
NO
YES
NO
NO
YES
YES
NO
YES
YES
NO
YES
NO
YES
YES
NO
NO
NO
YES
YES
NO
YES
YES
YES
NO
NO
YES
NO
NO
YES
NO
YES
YES
YES
NO
NO
YES
YES
YES
NO
YES
YES
NO
NO
NO
YES
YES
YES
NO
NO
YES
YES
NO
NO
NO
YES
NO
NO
NO
YES
YES
YES
NO
NO
YES
YES
YES
NO
YES
YES
YES
YES
NO
NO
NO
YES
YES
NO
NO
YES
YES
NO
NO
YES
YES
YES
YES
NO
NO
YES
YES
NO
NO
YES
NO
NO
YES
NO
YES
NO
YES
NO
NO
YES
YES
YES
NO
NO
YES
YES
YES
YES
NO
YES
YES
YES
NO
NO
YES
YES
YES
YES
NO
NO
YES
YES
NO
NO
YES
YES
YES
NO
NO
YES
NO
YES
NO
NO
NO
NO
NO
NO
NO
NO
YES
YES
NO
NO
NO
YES
YES
YES
YES
NO
YES
YES
NO
NO
NO
NO
NO
NO
NO
NO
NO
YES
YES
NO
NO
NO
NO
NO
YES
NO
NO
NO
NO
NO
YES
NO
NO
NO
NO
NO
NO
YES
YES
YES
NO
YES
NO
NO
NO
NO
NO
YES
NO
YES
YES
NO
NO
YES
YES
YES
YES
YES
NO
NO
YES
YES
YES
NO
NO
YES
YES
NO
NO
YES
FIT vs. Press*
FIT vs. Sal1
FIT vs. File Pair #
MAKE/UPDATE CHART
CREATE CAL CTRL
INCLUDE/EXCLUDE